## Masterlist
S/NO. | MTQ GAUGE ID NO / TAG NO. | DESCRIPTION | GAUGE BRAND / MANUFACTURER | GAUGE RANGE | GAUGE SERIAL NO. | CALIBRATION REQUIREMENTS |  |  |  |  | CALIBRATION AGENCY | CALIBRATION CERTIFICATE NO. | LOCATION | REMARKS | MASTER GAUGE - SN | TRACEBLE MASTER GAUGE CERT NO. | MASTER GAUGE VALIDITY DATE
[6 empty] | CALIBRATION METHOD /SPECIFICATION USED | REQUIRED ACCURACY / TOLERANCE | CALIBRATON DATE | INTERVAL | CALIBRATION DUE DATE
1 | PRR-01 | PRESSURE RECORDER (API 6A) | BARTON | 0 - 30,000 PSI | 204E-33337 | MCL/WI/M-05 / BS EN 837-1:1998 & DKD-R-6-1 / API 6A | 1% | 2022-03-28 | 12 Months | 2023-03-28 | Mirai | SAC/PL22/1491 | Gauge Room / Test Bay | TRUE | 700150602 | CM-190538/10/01 | 09.12.2022 |  | 2022-09-27 | 2023-03-14
2 | PRR-02 | PRESSURE RECORDER | BARTON | 0 - 1,000 PSI | 242E-4411447 | MW 004, API 6A, BS EN 837-1:1998 & DKD-R-6-1 | 1% | 2017-03-03 | 12 Months | 2018-03-02 | MW Group |  | Holding Area (Container Van) | SCRAP | - | - |  |  | 2022-09-27 | 2018-02-16
3 | PRR-03 | PRESSURE RECORDER | MD TOTCO | 0 - 15,000 PSI | S0767 | FSM-01 | 1% | 2016-04-26 | 3 Months | 2016-07-26 | Bestlabs |  | Holding Area (Container Van) | HOLD | - | - |  |  | 2022-09-27 | 2016-07-12
4 | PRR-04 | PRESSURE RECORDER | MARTIN DECKER | 0 - 15,000 PSI | S3124B | MCL/WI/M-05, BS EN 837-1:1998 & DKD-R-6-1, API 6A | 1% | 2021-08-31 | 12 Months | 2022-08-31 | Mirai | SAC/PL21/3767 | Gauge Room / Test Bay | FALSE | 700150602 | RCAL2012/002 |  |  | 2022-09-27 | 2022-08-17
5 | PRR-05 | PRESSURE RECORDER | OGASCO | 0 - 30,000 PSI | A21763-1 | MW 004, API 6A, BS EN 837-1:1998 & DKD-R-6-1 | 1% | 2017-03-03 | 12 Months | 2018-03-02 | MW Group |  | Holding Area (Container Van) | HOLD | - | - |  |  | 2022-09-27 | 2018-02-16
6 | PRR-07 | PRESSURE RECORDER | BARTON | 0 - 15,000 PSI | 242E-BUK-32548 | MW 004, API 6A, BS EN 837-1:1998 & DKD-R-6-1 | 1% | 2018-01-27 | 12 Months | 2019-01-26 | MW Group |  | Holding Area (Container Van) | HOLD | - | - |  |  | 2022-09-27 | 2019-01-12
7 | PRR-08 | PRESSURE RECORDER (API 6A) | BARTON | 0 - 6,000 PSI | 110994503011 | MCL/WI/M-05 / BS EN 837-1:1998 & DKD-R-6-1 / API 6A | 1% | 2022-03-28 | 12 Months | 2023-03-28 | Mirai | SAC/PL22/1490 | Gauge Room / Test Bay | TRUE | 5361944 | BLP2106378-1S | 05.10.2022 |  | 2022-09-27 | 2023-03-14
8 | PRR-12 | PRESSURE RECORDER | BARTON | 0 - 6,000 PSI | 111997997001 | MCL/WI/M-05 / BS EN 837-1:1998 & DKD-R-6-1 / API 6A & 16A | 1% | 2021-12-10 | 12 Months | 2022-12-10 | Mirai | SAC/PL21/5460 | Gauge Room / Test Bay | TRUE | 5361944 | BLP2106378-1S | 05.10.2022 |  | 2022-09-27 | 2022-11-26
9 | PRR-13 | PRESSURE RECORDER | BARTON | 0 - 1,000 PSI | 112572904001 | MW 004, API 6A, BS EN 837-1:1998 & DKD-R-6-1 | 1% | 2018-06-18 | 12 Months | 2019-06-18 | MW Group |  | Test Bay | SCRAP | - | - |  |  | 2022-09-27 | 2019-06-04
10 | PRR-14 | PRESSURE RECORDER | BARTON | 0 - 1,000 PSI | 112528723001 | MCL/WI/M-05 / BS EN 837-1:1998 / API 6A, 16A | 1% | 2021-11-30 | 12 Months | 2022-12-01 | Mirai | SAC/PL21/5333 | Gauge Room / Test Bay | TRUE | 3722842 | AR-21-1029 |  |  | 2022-09-27 | 2022-11-17
11 | PRR-15 | PRESSURE RECORDER (30,000 PSI) | OIL & GAS MEASUREMENT | 0 - 30,000 PSI | 25126 | MCL/WI/D-05 / BS EN 837-1:1998 & DKD-R-6-1 | 1% | 2022-02-02 | 12 Months | 2023-02-02 | Mirai | SAC/PL22/0471 | Gauge Room / Test Bay | TRUE | 700150602 | CM-190538/10/01 | 09.12.2022 |  | 2022-09-27 | 2023-01-19
12 | PRR-16 | PRESSURE RECORDER (30,000 PSI) | OIL & GAS MEASUREMENT | 0 - 30,000 PSI | 25125 | MW 004, API 6A, BS EN 837-1:1998 & DKD-R-6-1 | 1% | 2017-03-14 | 12 Months | 2018-03-13 | MW Group |  | Gauge Room | HOLD | - | - |  |  | 2022-09-27 | 2018-02-27
13 | PRR-17 | PRESSURE & TEMPERATURE RECORDER (API 6A) | BARTON | 0 - 10,000 PSI & 0 - 100 °C | 112772798001 | ISO9001:2015 / API 6A & API A6A | 1% | 2022-03-28 | 12 Months | 2023-03-28 | Mirai | SAC/PL22/1489 | Gauge Room / Test Bay | TRUE | 5361944 401015-2 992613890 | BLP2106378-1S CM-203110/10/1 HYL202121455 | 05.10.2022 10.03.2023 10.04.2022 |  | 2022-09-27 | 2023-03-14
14 | PG-04 | PRESSURE GAUGE | ROTOTHERM | 0 - 20,000 PSI | 811864/4 | ASME B40.100-2013 | ± 0.5% | 2014-09-25 | 3 Months | 2014-12-25 | North Lab |  | Gauge Room | SCRAP | - | - |  |  | 2022-09-27 | 2014-12-11
15 | PG-22 | PRESSURE TEST GAUGE (API 6A/16A) | USG | 0 - 1,000 PSI | -- | MW 004, API 6A, BS EN 837-1:1998 & DKD-R-6-1 | 0.5% | 2016-08-29 | 3 Months | 2016-11-28 | MW Group |  | Holding Area (Container Van) | HOLD | - | - |  |  | 2022-09-27 | 2016-11-14
16 | PG-29 | PRESSURE TEST GAUGE (API 6A/16A) | SCOTTS | 0 - 8,500 PSI | Y6380 | MW 004, API 6A, BS EN 837-1:1998 & DKD-R-6-1 | 0.5% | 2016-08-29 | 3 Months | 2016-11-28 | MW Group |  | Holding Area (Container Van) | HOLD | - | - |  |  | 2022-09-27 | 2016-11-14
17 | PG-34 | PRESSURE TEST GAUGE (API 6A/16A) | MC DANIEL | 0 - 30,000 PSI | -- | ABLE CAL-WI-P4 / BS EN 837-1:1998 / API 6A, 16A | ± 0.5% | 2020-12-28 | 3 Months | 2021-03-28 | Able Cal | 917-20-1P | Chiew | HOLD | - | - |  |  | 2022-09-27 | 2021-03-14
18 | PG-35 | PRESSURE TEST GAUGE (API 6A/16A) | SCOTTS | 0 - 7 bar | AB19836 | BS EN 837-1:1998 | 0.5% | 2015-10-30 | 12 Months | 2016-10-29 | North Lab |  | Holding Area (Container Van) | HOLD | - | - |  |  | 2022-09-27 | 2016-10-15
19 | PG-37 | PRESSURE TEST GAUGE (API 6A/16A) | SCOTTS | 0 - 10,000 PSI | AC1427 | ASME B40.100-2013 | 0.5% | 2015-09-02 | 3 Months | 2015-12-02 | North Lab |  | Holding Area | HOLD | - | - |  |  | 2022-09-27 | 2015-11-18
20 | PG-38 | PRESSURE GAUGE | SCOTTS | 0 - 8,400 PSI | U8047 | FSM-01 | 1% | 2016-05-25 | 12 Months | 2017-05-25 | Bestlabs |  | Holding Area (Container Van) | HOLD | - | - |  |  | 2022-09-27 | 2017-05-11
21 | PG-43 | PRESSURE TEST GAUGE (API 6A/16A) | PASCAL INSTRUMENT | 0 - 23,000 PSI | -- | ASME B40.100-2013 | 0.5% | 2015-08-12 | 3 Months | 2015-11-11 | North Lab |  | Holding Area | HOLD | - | - |  |  | 2022-09-27 | 2015-10-28
22 | PG-45 | PRESSURE GAUGE | CAPRI | 0 - 900 PSI | -- | ASME B40.100-2013 | 1.6% | 2015-01-19 | 12 Months | 2016-01-19 | North Lab |  | Holding Area | HOLD | - | - |  |  | 2022-09-27 | 2016-01-05
23 | PG-46 | PRESSURE GAUGE | CAPRI | 0 - 900 PSI | -- | ASME B40.100-2013 | 1.6% | 2015-01-19 | 12 Months | 2016-01-19 | North Lab |  | Holding Area | HOLD | - | - |  |  | 2022-09-27 | 2016-01-05
24 | PG-48 | PRESSURE GAUGE | CAPRI | 0 - 900 PSI | -- | FSM-02 | 1.6% | 2016-03-18 | 12 Months | 2017-03-18 | Bestlabs |  | Holding Area (Container Van) | HOLD | - | - |  |  | 2022-09-27 | 2017-03-04
25 | PG-49 | PRESSURE GAUGE | CAPRI | 0 - 900 PSI | -- | ASME B40.100-2013 | 1.6% | 2016-02-12 | 12 Months | 2017-02-12 | North Lab |  | Holding Area (Container Van) | HOLD | - | - |  |  | 2022-09-27 | 2017-01-29
26 | PG-52 | PRESSURE GAUGE | SCHUH TECHNOLOGY | 60 PSI (4 bar) | -- | FSM-02 | 1% | 2016-03-18 | 12 Months | 2017-03-18 | Bestlabs |  | Holding Area (Container Van) | HOLD | - | - |  |  | 2022-09-27 | 2017-03-04
27 | PG-54 | PRESSURE GAUGE | KONICS | 0 - 20,000 PSI | 37663 | FSM-01 | 2% | 2016-05-25 | 3 Months | 2016-08-25 | Bestlabs |  | Holding Area | HOLD | - | - |  |  | 2022-09-27 | 2016-08-11
28 | PG-57 | PRESSURE GAUGE | MC DANIEL | 0 - 30,000 PSI | -- | ASME B40.100-2013 | 1% | 2015-10-31 | 3 Months | 2016-01-30 | North Lab |  | Holding Area | HOLD | - | - |  |  | 2022-09-27 | 2016-01-16
29 | PG-58 | PRESSURE GAUGE | SCHUH TECHNOLOGY | 0 - 35 PSI | EN 837-1 SX 500 | BS EN 837-1:1998 | 1% | 2015-10-30 | 12 Months | 2016-10-29 | North Lab |  | Holding Area (Container Van) | HOLD | - | - |  |  | 2022-09-27 | 2016-10-15
30 | PG-59 | PRESSURE GAUGE | SCHUH TECHNOLOGY | 0 - 35 PSI | EN 837-1 SX 500 | BS EN 837-1:1998 | 1% | 2015-11-05 | 12 Months | 2016-11-04 | North Lab |  | Holding Area (Container Van) | HOLD | - | - |  |  | 2022-09-27 | 2016-10-21
31 | PG-63 | PRESSURE GAUGE | JAEGER | 0 - 30,000 PSI | 2413595 | ASME B40.100-2013 | 1% | 2015-10-31 | 3 Months | 2016-01-30 | North Lab |  | Holding Area | HOLD | - | - |  |  | 2022-09-27 | 2016-01-16
32 | PG-65 | PRESSURE TEST GAUGE (API 6A/16A) | PASCAL INSTRUMENT | 0 - 1,000 PSI | 6713230002 | MW 004, API 6A, BS EN 837-1:1998 & DKD-R-6-1 | 0.5% | 2017-01-31 | 3 Months | 2017-05-01 | MW Group |  | Holding Area (Container Van) | SCRAP | - | - |  |  | 2022-09-27 | 2017-04-17
33 | PG-66 | PRESSURE TEST GAUGE (API 6A/16A) | SCOTTS | 0 - 10,000 PSI | Y6217 | MW 004, API 6A, BS EN 837-1:1998 & DKD-R-6-1 | 0.5% | 2016-08-29 | 3 Months | 2016-11-28 | MW Group |  | Holding Area | HOLD | - | - |  |  | 2022-09-27 | 2016-11-14
34 | PG-68 | PRESSURE GAUGE | DEWIT | 0 - 50,000 PSI | 00.01931.2-01 | ASME B40.100-2013 | 1% | 2015-10-30 | 3 Months | 2016-01-29 | North Lab |  | Holding Area (Yellow Box) | SCRAP | - | - |  |  | 2022-09-27 | 2016-01-15
35 | PG-75 | PRESSURE GAUGE | ROTOTHERM | 0 - 15,000 PSI | 821317/5/2 | FSM-01 | 1% | 2016-04-01 | 3 Months | 2016-07-01 | Bestlabs |  | Holding Area (Container Van) | HOLD | - | - |  |  | 2022-09-27 | 2016-06-17
36 | PG-76 | PRESSURE TEST GAUGE (API 6A/16A) | ROTOTHERM | 0 - 30,000 PSI | 821317/6/2 | MW 004, API 6A, BS EN 837-1:1998 & DKD-R-6-1 | 0.5% | 2017-01-31 | 3 Months | 2017-05-01 | MW Group |  | Holding Area (Container Van) | SCRAP | - | - |  |  | 2022-09-27 | 2017-04-17
37 | PG-82 | PRESSURE GAUGE | ROTOTHERM | 0 - 30,000 PSI | 821317/6/1 | MW 004, API 6A, BS EN 837-1:1998 & DKD-R-6-1 | 1% | 2016-04-25 | 3 Months | 2016-07-25 | MW Group |  | Holding Area (Container Van) | SCRAP | - | - |  |  | 2022-09-27 | 2016-07-11
38 | PG-83 | PRESSURE GAUGE | ROTOTHERM | 0 - 15,000 PSI | 821317/5/1 | ASME B40.100-2013 | 1% | 2015-11-05 | 3 Months | 2016-02-04 | North Lab |  | Holding Area (Container Van) | SCRAP | - | - |  |  | 2022-09-27 | 2016-01-21
39 | PG-84 | PRESSURE TEST GAUGE (API 6A/16A) | ROTOTHERM | 0 - 3,000 PSI | 821317/2/1 | FSM-01 | 0.5% | 2019-05-02 | 3 Months | 2019-07-31 | Bestlabs |  | Gauge Room | HOLD | - | - |  |  | 2022-09-27 | 2019-07-17
40 | PG-85 | PRESSURE GAUGE | ROTOTHERM | 0 - 1,000 PSI | 821317/1/2 | ASME B40.100-2013 | >0.5% | 2014-09-05 | 3 Months | 2014-12-05 | North Lab |  | Gauge Room | SCRAP | - | - |  |  | 2022-09-27 | 2014-11-21
41 | PG-86 | PRESSURE GAUGE | ROTOTHERM | 0 - 6,000 PSI | 821317/3/2 | FSM-01 | 1% | 2016-04-01 | 3 Months | 2016-07-01 | Bestlabs |  | Holding Area (Container Van) | HOLD | - | - |  |  | 2022-09-27 | 2016-06-17
42 | PG-87 | PRESSURE TEST GAUGE (API 6A/16A) | AMBITINST | 0 - 15,000 PSI | 11922480/1 | FSM-01 | 0.5% | 2019-05-02 | 3 Months | 2019-07-31 | Bestlabs |  | Gauge Room | HOLD | - | - |  |  | 2022-09-27 | 2019-07-17
43 | PG-88 | PRESSURE TEST GAUGE (API 6A/16A) | AMBITINST | 0 - 15,000 PSI | 11922480/2 | WI-CAL-01 Rev. 5 / BS EN 837-1:1998 / API 6A, 16A | 0.5% | 2019-06-27 | 3 Months | 2019-09-27 | Hydratech |  | Test Bay | HOLD | - | - |  |  | 2022-09-27 | 2019-09-13
44 | PG-89 | PRESSURE TEST GAUGE (API 6A & 16A) | AMBITINST | 0 - 30,000 PSI | 11922481/1 | MCL/WI/M-05 / BS EN 837-1:1998 & DKD-R-6-1 / API 6A & 16A | ± 0.5% | 2022-07-01 | 3 Months | 2022-10-01 | Mirai | SAC/PL22/3418 | Test Bay | FALSE | 700150602 | CM-190538/10/01 | 09.12.2022 |  | 2022-09-27 | 2022-09-17
45 | PG-90 | PRESSURE TEST GAUGE | AMBITINST | 0 - 30,000 PSI | 11922481/2 | ASME B40.100-2013 | 0.5% | 2014-12-10 | 3 Months | 2015-03-11 | North Lab |  | Gauge Room | SCRAP | - | - |  |  | 2022-09-27 | 2015-02-25
46 | PG-91 | PRESSURE TEST GAUGE (API 6A/16A) | AMBITINST | 0 - 1,000 PSI | 11922476/1 | FSM-02 | 0.5% | 2019-05-02 | 3 Months | 2019-07-31 | Bestlabs |  | Gauge Room | HOLD | - | - |  |  | 2022-09-27 | 2019-07-17
47 | PG-92 | PRESSURE TEST GAUGE (API 6A/16A) | AMBITINST | 0 - 1,000 PSI | 11922476/2 | WI-CAL-01 Rev. 5 / BS EN 837-1:1998 / API 6A, 16A | 0.5% | 2019-03-18 | 3 Months | 2019-06-18 | Hydratech |  | Fitting | HOLD | - | - |  |  | 2022-09-27 | 2019-06-04
48 | PG-93 | PRESSURE TEST GAUGE (API 6A/16A) | AMBITINST | 0 - 3,000 PSI | 11922477/1 | WI-CAL-01 Rev. 5 / BS EN 837-1:1998 / API 6A, 16A | 0.5% | 2019-03-18 | 3 Months | 2019-06-18 | Hydratech |  | Fitting | HOLD | - | - |  |  | 2022-09-27 | 2019-06-04
49 | PG-95 | PRESSURE TEST GAUGE (API 6A/16A) | AMBITINST | 0 - 6,000 PSI | 11922478/1 | WI-CAL-01 Rev. 5 / BS EN 837-1:1998 / API 6A, 16A | 0.5% | 2019-06-26 | 3 Months | 2019-09-26 | Hydratech |  | Test Bay | HOLD | - | - |  |  | 2022-09-27 | 2019-09-12
50 | PG-96 | PRESSURE TEST GAUGE (API 6A/16A) | AMBITINST | 0 - 6,000 PSI | 11922478/2 | FSM-01 | 0.5% | 2019-05-02 | 3 Months | 2019-07-31 | Bestlabs |  | Gauge Room | HOLD | - | - |  |  | 2022-09-27 | 2019-07-17
51 | PG-97 | PRESSURE TEST GAUGE (API 6A/16A) | AMBITINST | 0 - 10,000 PSI | 11922479/1 | FSM-01 | 0.5% | 2019-05-09 | 3 Months | 2019-08-07 | Bestlabs |  | Test Bay | HOLD | - | - |  |  | 2022-09-27 | 2019-07-24
52 | PG-98 | PRESSURE TEST GAUGE (API 6A/16A) | AMBITINST | 0 - 10,000 PSI | 11922479/2 | WI-CAL-01 Rev. 5 / BS EN 837-1:1998 / API 6A, 16A | 0.5% | 2018-11-22 | 3 Months | 2019-02-22 | Hydratech |  | Chiew | HOLD | - | - |  |  | 2022-09-27 | 2019-02-08
53 | PG-100 | PRESSURE TEST GAUGE | CAPRI | 0 - 10,000 PSI | -- | ASME B40.100-2013 | 0.5% | 2014-11-21 | 3 Months | 2015-02-20 | North Lab |  | Gauge Room | SCRAP | - | - |  |  | 2022-09-27 | 2015-02-06
54 | PG-101 | PRESSURE GAUGE | STEWARTS-USA | 0 - 35,000 PSI | S-7233 | MCL/WI/M-05 / BS EN 837-1:1998 & DKD-R-6-1 / API 6A | 2% | 2022-06-16 | 12 Months | 2023-06-16 | Mirai | SAC/PL22/2919 | Test Bay | TRUE | 700150602 | CM-190538/10/01 | 08.12.2022 |  | 2022-09-27 | 2023-06-02
55 | PG-102 | PRESSURE GAUGE | STEWARTS-USA | 0 - 10,000 PSI | S-7223 | MCL/WI/M-05 / BS EN 837-1:1998 & DKD-R-6-1 / API 6A | ± 2.0% | 2021-08-31 | 12 Months | 2022-08-31 | Mirai | SAC/PL21/3762 | Test Bay | FALSE | 5361944 | SAC/PL20/3881 |  |  | 2022-09-27 | 2022-08-17
56 | PG-103 | PRESSURE GAUGE | STEWARTS-USA | 0 - 1,000 PSI | S-6985 | MCL/WI/M-05 / BS EN 837-1:1998 & DKD-R-6-1 / API 6A | 2% | 2022-06-16 | 12 Months | 2023-06-16 | Mirai | SAC/PL22/2918 | Test Bay | TRUE | 3722842 | 495-22-1PS | 25.04.2023 |  | 2022-09-27 | 2023-06-02
57 | PG-104 | PRESSURE GAUGE | STEWARTS-USA | 0 - 1,000 PSI | S-7259 | MCL/WI/M-05 / BS EN 837-1:1998 & DKD-R-6-1 / API 6A | ± 2.0% | 2021-08-31 | 12 Months | 2022-08-31 | Mirai | SAC/PL21/3761 | Test Bay | FALSE | 3722842 | AR-21-1029 |  |  | 2022-09-27 | 2022-08-17
58 | PG-105 | PRESSURE GAUGE | STEWARTS-USA | 0 - 35,000 PSI | S-7362 | SHE-WI-P001 / ISO / IEC GUIDE 98-3:2008 | ± 2.0% | 2022-09-18 | 12 Months | 2023-09-18 | Shikra Engineering | PLS-22080088-08 | Test Bay | TRUE | 27313200005 | - | 22.12.2022 |  | 2022-09-27 | 2023-09-04
59 | PG-106 | PRESSURE GAUGE | SCOTTS | 0 - 600 PSI | PG-22347-1 | ASME B40.100-2013 | 1% | 2015-10-17 | 12 Months | 2016-10-16 | North Lab |  | Holding Area (Container Van) | HOLD | - | - |  |  | 2022-09-27 | 2016-10-02
60 | VDG-03 | VERNIER DEPTH GAUGE | MITUTOYO | 0 - 24" | 700987 | JIS B 7518:2018 / MCL/WI/D-28 | 0.001" / 0.0015" | 2021-12-09 | 12 Months | 2022-12-09 | Mirai | DM21/2721 | QC (Blue Storage Cabinet) | TRUE | 1002 | - | 04.2.2022 |  | 2022-09-27 | 2022-11-25
61 | VDG-04 | VERNIER DEPTH GAUGE | MITUTOYO | 0 - 12" | 81110495 | FDS-05 | 0.001" | 2015-06-09 | 12 Months | 2016-06-08 | Bestlabs |  | Holding Area | HOLD | - | - |  |  | 2022-09-27 | 2016-05-25
62 | VDG-05 | VERNIER DEPTH GAUGE | MITUTOYO | 0 - 300 mm | 91103757 | FSD-05 | 0.02 mm | 2015-06-09 | 12 Months | 2016-06-08 | Bestlabs |  | Holding Area | HOLD | - | - |  |  | 2022-09-27 | 2016-05-25
63 | VDG-06 | VERNIER DEPTH GAUGE | MITUTOYO | 0 - 12" | 81110496 | FSD-05 | 0.001" | 2015-06-09 | 12 Months | 2016-06-08 | Bestlabs |  | Holding Area | HOLD | - | - |  |  | 2022-09-27 | 2016-05-25
64 | VDG-07 | DIGIMATIC DEPTH GAUGE | MITUTOYO | 0 - 450 mm | 0003540 | MCL/WI-D28 / JIS B 7507:2016 | 0.02 mm / 0.04 mm | 2022-06-28 | 12 Months | 2023-06-28 | Mirai | DM22/1395 | QC (Blue Storage Cabinet) | TRUE | 0802731/10290 SP-02 | - | 12.04.2023 15.06.2023 |  | 2022-09-27 | 2023-06-14
65 | VDG-09 | DIAL DEPTH GAUGE | MITUTOYO | 0 - 12" | 800478 | FSD-05 | 0.001" | 2015-06-09 | 12 Months | 2016-06-08 | Bestlabs |  | Holding Area | HOLD | - | - |  | Item missing | 2022-09-27 | 2016-05-25
66 | VDG-11 | DIAL DEPTH GAUGE | MITUTOYO | 0 - 12" | 110496 | BS 6365:2008 | 0.001" | 2015-04-23 | 12 Months | 2016-04-22 | North Lab |  | Holding Area | HOLD | - | - |  |  | 2022-09-27 | 2016-04-08
67 | VDG-12 | DIGIMATIC DEPTH GAUGE | MITUTOYO | 0 - 12" | 0018092 | MCL/WI/D-01 (Issue No. 3) / API 5A5 Clause 11.6.2 pg 22 | 0.001" | 2020-06-24 | 12 Months | 2021-06-24 | Mirai | DM20/1207 | QC Cabinet | SCRAP | - | - |  |  | 2022-09-27 | 2021-06-10
68 | VDG-13 | DIGIMATIC DEPTH GAUGE | MITUTOYO | 0 - 12" | 0022274 | SHE-WI-D006 / BS EN ISO 13385-2:2011 | 0.001" | 2022-09-13 | 12 Months | 2023-09-13 | Shikra Engineering | DLS-22080064/05 | QC (Blue Storage Cabinet) | TRUE | 5312029 & 80030068 2178 P3982 | - | 31.07.2023 10.09.2023 18.07.2024 |  | 2022-09-27 | 2023-08-30
69 | IDM-14 | INTERNAL STICK MICROMETER | MITUTOYO | 50 - 150 mm | 72887 | MCL/WI/D-09 (Issue No.3) | 0.05 mm | 2021-09-27 | 12 Months | 2022-09-27 | Mirai | DM21/2042 | Gauge Room | FALSE | AE0136 | - | 08.06.2022 |  | 2022-09-27 | 2022-09-13
70 | IDM-16 | INTERNAL STICK MICROMETER | MITUTOYO | 50 - 300 mm | 3540 / 30507 / 37136642 / 37145523 / 37120623 / 37147303 / 37139772 / 37144489 | MCL/WI/D-09 / BS 959:2008 | 0.05 mm | 2021-12-24 | 12 Months | 2022-12-24 | Mirai | DM21/2989-2994 & DM22/0012-0013 | Gauge Room | TRUE | AE0136 | - | 08.06.2022 |  | 2022-09-27 | 2022-12-10
71 | IDM-17 | INTERNAL STICK MICROMETER | MITUTOYO | 100 - 2100 mm | 86458710 | FSD-06 | 0.05 mm | 2016-01-22 | 12 Months | 2017-01-22 | Bestlabs |  | Holding Area (Container Van) | HOLD | - | - |  |  | 2022-09-27 | 2017-01-08
72 | IDM-23 | INTERNAL STICK MICROMETER | MITUTOYO | 100 - 2100 mm | 06073343 | MCL/WI/D-09 / BS 959:2008 | 0.05 mm | 2021-04-17 | 12 Months | 2022-04-17 | Mirai | DM21/0848 | Gauge Room | HOLD | AE0136 | - | 12.06.2021 |  | 2022-09-27 | 2022-04-03
73 | IDM-26 | INTERNAL STICK MICROMETER | MITUTOYO | 100 - 500 mm | 7621537 | BS 959 : 2008 | 0.05 mm | 2013-08-26 | 12 Months | 2014-08-26 | North Lab |  | Gauge Room | SCRAP | - | - |  |  | 2022-09-27 | 2014-08-12
74 | IDM-28 | INTERNAL STICK MICROMETER | MITUTOYO | 100 - 2100 mm | 86303403 | FSD-06 | 0.05 mm | 2017-03-21 | 12 Months | 2018-03-21 | Bestlabs |  | Yellow Box | HOLD | - | - |  |  | 2022-09-27 | 2018-03-07
75 | IDM-29 | INTERNAL STICK MICROMETER | MITUTOYO | 100 - 1300 mm | 56121135 | BS 959 : 2008, MCL/WI/D-09 (ISSUE NO.3) | 0.05 mm | 2021-10-25 | 12 Months | 2022-10-25 | Mirai | DM21/2280 | Gauge Room | TRUE | AE0136 | - |  |  | 2022-09-27 | 2022-10-11
76 | IDM-32 | INTERNAL STICK MICROMETER | MITUTOYO | 100 - 500 mm | 86458710 | BS 959 : 2008 | 0.05 mm | 2015-05-12 | 12 Months | 2016-05-11 | North Lab |  | Holding Area | HOLD | - | - |  |  | 2022-09-27 | 2016-04-27
77 | IDM-33 | INTERNAL STICK MICROMETER | MITUTOYO | 2 - 40" | 0007447 | FSD-06 | 0.0019" | 2015-05-30 | 12 Months | 2016-05-29 | Bestlabs |  | Holding Area | HOLD | - | - |  |  | 2022-09-27 | 2016-05-15
78 | IDM-35 | INTERNAL STICK MICROMETER | MITUTOYO | 2 - 60" | 7002914 | BSD-06 & BS 959:2008 | 0.0019" | 2018-06-29 | 12 Months | 2019-06-29 | Bestlabs |  | QC Cabinet | HOLD | - | - |  | Faulty | 2022-09-27 | 2019-06-15
79 | IDM-37 | INTERNAL STICK MICROMETER | MITUTOYO | 2 - 60" | 0007439 | FSD-06 | 0.0019" | 2015-06-09 | 12 Months | 2016-06-08 | Bestlabs |  | Holding Area | HOLD | - | - |  |  | 2022-09-27 | 2016-05-25
80 | IDM-38 | INTERNAL STICK MICROMETER | MITUTOYO | 25 - 50 mm | 00921 | SHE-WI-D026 / BS 959:2008 | 0.05 mm | 2022-09-13 | 12 Months | 2023-09-13 | Shikra Engineering | DLS-22080064-14 | Gauge Room | TRUE | 5312029 & 8030068 309634 350005 | - | 31.07.2023 21.12.2023 21.04.2024 |  | 2022-09-27 | 2023-08-30
81 | IDM-39 | INTERNAL STICK MICROMETER | MITUTOYO | 25 - 50 mm | 00910 | BS 959 : 2008 | 0.05 mm | 2015-07-23 | 12 Months | 2016-07-22 | North Lab |  | Holding Area | HOLD | - | - |  |  | 2022-09-27 | 2016-07-08
82 | IDM-40 | INTERNAL STICK MICROMETER | MITUTOYO | 100 - 1300 mm | 06010036 | FSD-06 | 0.05 mm | 2014-09-25 | 12 Months | 2015-09-25 | Bestlabs |  | Gauge Room | SCRAP | - | - |  |  | 2022-09-27 | 2015-09-11
83 | IDM-41 | INTERNAL STICK MICROMETER | MITUTOYO | 100 - 1300 mm | 16044505 | FSD-06 | 0.05 mm | 2018-10-29 | 12 Months | 2019-10-29 | Bestlabs |  | Gauge Room | SCRAP | - | - |  |  | 2022-09-27 | 2019-10-15
84 | IDM-42 | INTERNAL STICK MICROMETER | MITUTOYO | 100 - 2100 mm | 16060845 | FSD-06 | 0.05 mm | 2015-10-01 | 12 Months | 2016-09-30 | Bestlabs |  | Holding Area (Container Van) | HOLD | - | - |  |  | 2022-09-27 | 2016-09-16
85 | IDM-43 | INTERNAL STICK MICROMETER | MITUTOYO | 125 - 150 mm | 07108908 | BS 959:2008 / MCL/WI/D-09 | 0.05 mm | 2021-12-09 | 12 Months | 2022-12-09 | Mirai | DM21/2716 | Gauge Room | TRUE | AE0136 | - | 08.06.2022 |  | 2022-09-27 | 2022-11-25
86 | IDM-44 | INTERNAL STICK MICROMETER | MITUTOYO | 150 - 175 mm | 07105125 | BS 959:2008 / MCL/WI/D-09 | 0.05 mm | 2021-12-09 | 12 Months | 2022-12-09 | Mirai | DM21/2717 | Gauge Room | TRUE | AE0136 | - | 08.06.2022 |  | 2022-09-27 | 2022-11-25
87 | IDM-45 | INTERNAL STICK MICROMETER | MITUTOYO | 175 - 200 mm | 07004809 | FSD-06 | 0.05 mm | 2014-09-24 | 12 Months | 2015-09-24 | Bestlabs |  | Gauge Room | SCRAP | - | - |  |  | 2022-09-27 | 2015-09-10
88 | IDM-47 | INTERNAL STICK MICROMETER | MITUTOYO | 100 - 2100 mm | 06023136 | BS 959:2008 / MCL/WI/D-09 | 0.05 mm | 2022-03-28 | 12 Months | 2023-03-28 | Mirai | DM22/0635 | Gauge Room | TRUE | AE0136 | - | 08.06.2022 |  | 2022-09-27 | 2023-03-14
89 | IDM-48 | INTERNAL STICK MICROMETER | MITUTOYO | 100 - 1300 mm | 86458710 | BS 959 : 2008, MCL/WI/D-09 (ISSUE NO.3) | 0.05 mm | 2021-10-25 | 12 Months | 2022-10-25 | Mirai | DM21/2279 | QC Office Cabinet (1) | TRUE | AE0136 | - |  |  | 2022-09-27 | 2022-10-11
90 | IDM-49 | INTERNAL STICK MICROMETER | MITUTOYO | 125 - 150 mm | 37010749 | BS 959 : 2008 | 0.05 mm | 2015-01-02 | 12 Months | 2016-01-02 | North Lab |  | Holding Area | HOLD | - | - |  |  | 2022-09-27 | 2015-12-19
91 | IDM-50 | INTERNAL STICK MICROMETER | MITUTOYO | 150 - 175 mm | 37000091 | BS 959 : 2008 | 0.05 mm | 2015-01-02 | 12 Months | 2016-01-02 | North Lab |  | Holding Area | HOLD | - | - |  |  | 2022-09-27 | 2015-12-19
92 | IDM-51 | INTERNAL STICK MICROMETER | MITUTOYO | 175 - 200 mm | 47074451 | BS 959:2008 / MCL/WI/D-09 | 0.05 mm | 2021-12-09 | 12 Months | 2022-12-09 | Mirai | DM21/2718 | Gauge Room | TRUE | AE0136 | - | 08.06.2022 |  | 2022-09-27 | 2022-11-25
93 | IDM-52 | INTERNAL STICK MICROMETER | MITUTOYO | 200 - 225 mm | 47081910 | MCL/WI/D-09 / BS 959:2008 | ± 0.05 mm | 2022-01-14 | 12 Months | 2023-01-14 | Mirai | DM22/0069 | Gauge Room | TRUE | AE0136 | - | 08.06.2022 |  | 2022-09-27 | 2022-12-31
94 | IDM-53 | INTERNAL STICK MICROMETER | MITUTOYO | 100 - 125 mm | 47044958 | BS 959:2008 / MCL/WI/D-09 | 0.05 mm | 2021-12-09 | 12 Months | 2022-12-09 | Mirai | DM21/2719 | Gauge Room | TRUE | AE0136 | - | 08.06.2022 |  | 2022-09-27 | 2022-11-25
95 | ODM-01 | OD MICROMETER | MITUTOYO | 300 - 400 mm | 3315215 | FSD-01 & BS 870:2008 | 0.02 mm | 2018-09-04 | 12 Months | 2019-09-04 | Bestlabs |  | Yellow Box | HOLD | - | - |  |  | 2022-09-27 | 2019-08-21
96 | ODM-02 | OD MICROMETER | MITUTOYO | 400 - 500 mm | 75838 | FSD-01 | 0.02 mm | 2014-12-01 | 12 Months | 2015-12-01 | Bestlabs |  | Holding Area | HOLD | - | - |  |  | 2022-09-27 | 2015-11-17
97 | ODM-04 | OD MICROMETER | MITUTOYO | 600 - 700 mm | 9205 | FSD-01 & BS 870:2008 | 0.02 mm | 2018-09-04 | 12 Months | 2019-09-04 | Bestlabs |  | Yellow Box | HOLD | - | - |  |  | 2022-09-27 | 2019-08-21
98 | ODM-06 | OD MICROMETER | MITUTOYO | 800 - 900 mm | -- | FSD-01 & BS 870:2008 | 0.02 mm | 2018-09-04 | 12 Months | 2019-09-04 | Bestlabs |  | Yellow Box | HOLD | - | - |  |  | 2022-09-27 | 2019-08-21
99 | ODM-07 | OD MICROMETER | MITUTOYO | 900 - 1000 mm | 301768 | BS 870 : 2008 | 0.02 mm | 2015-04-28 | 12 Months | 2016-04-27 | North Lab |  | Holding Area (Container Van) | SCRAP | - | - |  |  | 2022-09-27 | 2016-04-13
100 | ODM-14 | OD MICROMETER | MITUTOYO | 4" - 5" | 37016370 | FSD-01 | 0.0007" | 2016-01-22 | 12 Months | 2017-01-22 | Bestlabs |  | Holding Area (Container Van) | HOLD | - | - |  |  | 2022-09-27 | 2017-01-08
101 | ODM-17 | OD MICROMETER | MITUTOYO | 7" - 8" | -- | FSD-01 | 0.0007" | 2016-04-25 | 12 Months | 2017-04-25 | Bestlabs |  | Holding Area (Container Van) | HOLD | - | - |  |  | 2022-09-27 | 2017-04-11
102 | ODM-18 | OD MICROMETER | MITUTOYO | 8" - 9" | -- | MCL/WI-D-02 / BS 870:2008 | 0.0007" | 2022-03-04 | 12 Months | 2023-03-04 | Mirai | DM22/0445 | Gauge Room | TRUE | 0707521 006576, 003530,003600, 003815 AE0136 | - | 30.04.2022 07.07.2023 08.06.2022 |  | 2022-09-27 | 2023-02-18
103 | ODM-19 | OD MICROMETER | MITUTOYO | 9" - 10" | 2125863 | MCL/WI/D-02 / BS 870:2008 | ± 0.0007" | 2022-01-14 | 12 Months | 2023-01-14 | Mirai | DM22/0073 | Gauge Room | TRUE | 0707521 006576, 003530,003600, 003815 | - | 30.04.2022 07.07.2023 |  | 2022-09-27 | 2022-12-31
104 | ODM-30 | SETTING ROD | MITUTOYO | 9" | 2026382 | FSD-01 | 0.0007" | 2016-11-26 | 12 Months | 2017-11-26 | Bestlabs |  | Gauge Room | HOLD | - | - |  |  | 2022-09-27 | 2017-11-12
105 | ODM-46 | OD MICROMETER | MITUTOYO | 400 - 500 mm | 3087761 | FSD-01 & BS 870 | 0.02 mm | 2016-01-22 | 12 Months | 2017-01-22 | Bestlabs |  | Holding Area (Container Van) | HOLD | - | - |  |  | 2022-09-27 | 2017-01-08
106 | ODM-47 | OD MICROMETER (BLADE) | MITUTOYO | 3" - 4" | -- | BS 870 : 2008, MCL/WI/D-02 (ISSUE NO.2) | 0.0007" | 2021-10-25 | 12 Months | 2022-10-25 | Mirai | DM21/2274 | Gauge Room | TRUE | 707521 | - |  |  | 2022-09-27 | 2022-10-11
107 | ODM-49 | OD MICROMETER (BLADE) | MITUTOYO | 100 - 125 mm | 57061262 | BS 870 : 2008, MCL/WI/D-02 (ISSUE NO.2) | 0.02 mm | 2021-10-25 | 12 Months | 2022-10-25 | Mirai | DM21/2278 | Gauge Room | TRUE | 707521 | - |  |  | 2022-09-27 | 2022-10-11
108 | ODM-50 | OD MICROMETER | MITUTOYO | 0 - 1" | 2001194 | FSD-01 | 0.0007" | 2018-01-23 | 12 Months | 2019-01-23 | Bestlabs |  | Gauge Room | SCRAP | - | - |  |  | 2022-09-27 | 2019-01-09
109 | ODM-51 | OD MICROMETER | MITUTOYO | 1" - 2" | 2001339 | FSD-01 | 0.0007" | 2016-05-23 | 12 Months | 2017-05-23 | Bestlabs |  | Holding Area (Container Van) | HOLD | - | - |  |  | 2022-09-27 | 2017-05-09
110 | ODM-53 | OD MICROMETER | MITUTOYO | 3" - 4" | 37114784 / 8005535 | MCL//WI/D-02 / BS 870:2008 | 0.0007" | 2022-04-06 | 12 Months | 2023-04-06 | Mirai | DM22/0680 | Gauge Room | TRUE | 0707521 006576, 003530,003600, 003815 AE0136 | - | 23.04.2023 07.07.2023 08.06.2022 |  | 2022-09-27 | 2023-03-23
111 | ODM-55 | OD MICROMETER | MITUTOYO | 5" - 6" | 47107426 | FSD-01 | 0.0007" | 2014-12-01 | 12 Months | 2015-12-01 | Bestlabs |  | Holding Area | HOLD | - | - |  |  | 2022-09-27 | 2015-11-17
112 | ODM-57 | OD MICROMETER | MITUTOYO | 7 - 8" | 2004035 | SHE-WI-D017 / BS EN ISO 3611:2010 | 0.0007" | 2022-04-28 | 12 Months | 2023-04-27 | Shikra Engineering | DLS-22040062-01 | Gauge Room | TRUE | 5312029 309635 P3982 190040 | SHIKRA TRESCAL (S'PORE) MD (S'PORE) OPUS (UK) | 25.08.2022 23.12.2023 15.06.2022 07.03.2024 |  | 2022-09-27 | 2023-04-13
113 | ODM-58 | OD MICROMETER | MITUTOYO | 8" - 9" | 2004315 | FSD-01 | 0.0007" | 2014-12-01 | 12 Months | 2015-12-01 | Bestlabs |  | Holding Area | HOLD | - | - |  |  | 2022-09-27 | 2015-11-17
114 | ODM-59 | OD MICROMETER | MITUTOYO | 9" - 10" | 1065619 | BSD-01 | 0.0007" | 2019-12-18 | 12 Months | 2020-12-17 | Bestlabs | BLD1909010-2 | Gauge Room | SCRAP | - | - |  |  | 2022-09-27 | 2020-12-03
115 | ODM-60 | OD MICROMETER | MITUTOYO | 10"- 11" | 1065670 | MCL/WI/D-02 / BS 870: 2008 | 0.0007" | 2021-12-24 | 12 Months | 2022-12-24 | Mirai | DM21/2995 | Gauge Room | TRUE | 707521 003600,003815,006576,003530 | - | 30.04.2022 07.07.2023 |  | 2022-09-27 | 2022-12-10
116 | ODM-61 | OD MICROMETER | MITUTOYO | 11"- 12" | 1072099 | MCL//WI/D-02 / BS 870:2008 | 0.0007" | 2022-04-06 | 12 Months | 2023-04-06 | Mirai | DM22/0681 | Gauge Room | TRUE | 0707521 006576, 003530,003600, 003815 | - | 23.04.2023 07.07.2023 |  | 2022-09-27 | 2023-03-23
117 | ODM-63 | SETTING ROD | MITUTOYO | 2" | 1104925 | MCL/WI/SR02 | 0.0007" | 2021-12-24 | 12 Months | 2022-12-24 | Mirai | DM21/2982 | Gauge Room | TRUE | AE0136 | - | 08.06.2022 |  | 2022-09-27 | 2022-12-10
118 | ODM-64 | SETTING ROD | MITUTOYO | 3" | 1118327 | FSD-02 | 0.0007" | 2013-11-26 | 12 Months | 2014-11-26 | Bestlabs |  | Gauge Room | SCRAP | - | - |  |  | 2022-09-27 | 2014-11-12
119 | ODM-65 | SETTING ROD | MITUTOYO | 4" | 1098747 | MCL/WI/SR02 | 0.0007" | 2021-12-24 | 12 Months | 2022-12-24 | Mirai | DM21/2983 | Gauge Room | TRUE | AE0136 | - | 08.06.2022 |  | 2022-09-27 | 2022-12-10
120 | ODM-66 | SETTING ROD | MITUTOYO | 5" | 1099038 | MCL/WI/SR02 | 0.0007" | 2021-12-24 | 12 Months | 2022-12-24 | Mirai | DM21/2984 | Gauge Room | TRUE | AE0136 | - | 08.06.2022 |  | 2022-09-27 | 2022-12-10
121 | ODM-67 | SETTING ROD | MITUTOYO | 6" | 1099401 | MCL/WI/SR02 | 0.0007" | 2021-12-24 | 12 Months | 2022-12-24 | Mirai | DM21/2985 | Gauge Room | TRUE | AE0136 | - | 08.06.2022 |  | 2022-09-27 | 2022-12-10
122 | ODM-68 | SETTING ROD | MITUTOYO | 7" | 1101410 | FSD-02 | 0.0007" | 2013-11-26 | 12 Months | 2014-11-26 | Bestlabs |  | Gauge Room | SCRAP | - | - |  |  | 2022-09-27 | 2014-11-12
123 | ODM-69 | SETTING ROD | MITUTOYO | 8" | 1091940 | FSD-02 | 0.0007" | 2017-11-28 | 12 Months | 2018-11-28 | Bestlabs |  | Holding Area (Container Van) | HOLD | - | - |  |  | 2022-09-27 | 2018-11-14
124 | ODM-70 | SETTING ROD | MITUTOYO | 9" | 1093178 | MCL/WI/SR02 | 0.0007" | 2021-12-24 | 12 Months | 2022-12-24 | Mirai | DM21/2986 | Gauge Room | TRUE | AE0136 | - | 08.06.2022 |  | 2022-09-27 | 2022-12-10
125 | ODM-71 | SETTING ROD | MITUTOYO | 10" | 1104778 | MCL/WI/SR02 | 0.0007" | 2021-12-24 | 12 Months | 2022-12-24 | Mirai | DM21/2987 | Gauge Room | TRUE | AE0136 | - | 08.06.2022 |  | 2022-09-27 | 2022-12-10
126 | ODM-72 | SETTING ROD | MITUTOYO | 11" | 1079322 | MCL/WI/SR02 | 0.0007" | 2021-12-24 | 12 Months | 2022-12-24 | Mirai | DM21/2988 | Gauge Room | TRUE | AE0136 | - | 08.06.2022 |  | 2022-09-27 | 2022-12-10
127 | ODM-73 | OD MICROMETER | MITUTOYO | 100 - 125 mm | 87200591 / 8113808 | SHE-WI-D017 / BS EN ISO 3611:2010 | 0.02 mm | 2022-04-28 | 12 Months | 2023-04-27 | Shikra Engineering | DLS-22040062-02 | Gauge Room | TRUE | 5312029 309635 P3982 | SHIKRA TRESCAL (S'PORE) MD (S'PORE) | 25.08.2022 23.12.2023 15.06.2022 |  | 2022-09-27 | 2023-04-13
128 | ODM-74 | OD MICROMETER | MITUTOYO | 300 - 400 mm | 1010831 | BS 870 : 2008 | 0.02 mm | 2015-04-25 | 12 Months | 2016-04-24 | North Lab |  | Holding Area (Container Van) | HOLD | - | - |  |  | 2022-09-27 | 2016-04-10
129 | ODM-75 | OD MICROMETER | MITUTOYO | 2" - 3" | 7119973 | FSD-01 | 0.0007" | 2014-05-05 | 12 Months | 2015-05-05 | Bestlabs |  | Gauge Room | SCRAP | - | - |  |  | 2022-09-27 | 2015-04-21
130 | ODM-76 | OD MICROMETER | MITUTOYO | 150 - 300 mm | 6129388 | MCL/WI-D-02 / BS 870:2008 | 0.02 mm | 2021-09-21 | 12 Months | 2022-09-21 | Mirai | DM21/1937 | Gauge Room | FALSE | 0707521 006576, 003530,003600, 003815 AE0136 | - |  |  | 2022-09-27 | 2022-09-07
131 | ODM-77 | OD MICROMETER | MITUTOYO | 300 - 400 mm | 11000438 | MCL/WI/D-02 / BS 870:2008 | 0.02 mm | 2022-06-28 | 12 Months | 2023-06-28 | Mirai | DM22/1396 | Gauge Room | TRUE | 0707521 006576, 003530,003600, 003815 AE0136 | - | 23.03.2023 07.07.2023 06.06.2023 |  | 2022-09-27 | 2023-06-14
132 | ODM-78 | OD MICROMETER | MITUTOYO | 400 - 500 mm | 11000026 | MCL/WI-D-02 / BS 870:2008 | 0.02 mm | 2022-03-04 | 12 Months | 2023-03-04 | Mirai | DM22/0444 | Gauge Room | TRUE | 0707521 006576, 003530,003600, 003815 AE0136 | - | 30.04.2022 07.07.2023 08.06.2022 |  | 2022-09-27 | 2023-02-18
133 | ODM-79 | OD MICROMETER | MITUTOYO | 500 - 600 mm | 1009537 | MCL/WI-D-02 / BS 870:2008 | 0.02 mm | 2021-09-21 | 12 Months | 2022-09-21 | Mirai | DM21/1938 | Gauge Room | FALSE | 0707521 006576, 003530,003600, 003815 AE0136 | - |  |  | 2022-09-27 | 2022-09-07
134 | ODM-80 | OD MICROMETER | MITUTOYO | 600 - 700 mm | 11001905 | MCL/WI/D-02 / BS 870 : 2008 | 0.02 mm | 2022-06-14 | 12 Months | 2023-06-14 | Mirai | DM22/1255 | Gauge Room | TRUE | 0707521 006576, 003530,003600, 003815 AE0136 | - | 23.03.2023 07.07.2023 06.06.2023 |  | 2022-09-27 | 2023-05-31
135 | ODM-81 | OD MICROMETER | MITUTOYO | 700 - 800 mm | 1005447 | MCL/WI/D-02 / BS 870:2008 | 0.02 mm | 2021-09-21 | 12 Months | 2022-09-21 | Mirai | DM21/1936 | Gauge Room | FALSE | 0707521 006576, 003530,003600, 003815 AE0136 | - |  |  | 2022-09-27 | 2022-09-07
136 | ODM-82 | OD MICROMETER | MITUTOYO | 800 - 900 mm | 11000470 | BS 870 : 2008 | 0.02 mm | 2021-06-14 | 12 Months | 2022-06-14 | Mirai | DM21/1103 | Gauge Room | SCRAP | 0707521 006576, 003530,003600, 003815 | - |  |  | 2022-09-27 | 2022-05-31
137 | ODM-83 | OD MICROMETER | MITUTOYO | 900 - 1000 mm | 01005949 / 0045807 / 0043409 / 0050637 / 0049872 | FSD-01 & BS 870:2008 | 0.02 mm | 2018-09-25 | 12 Months | 2019-09-25 | Bestlabs |  | Gauge Room | SCRAP | - | - |  |  | 2022-09-27 | 2019-09-11
138 | ODM-84 | OD MICROMETER | MITUTOYO | 1000 - 1100 mm | 02003495 | SHE-WI-D017 / BS EN ISO 3611:2010 | 0.02 mm | 2022-09-13 | 12 Months | 2023-09-13 | Shikra Engineering | DLN-22080016-01 | Gauge Room | TRUE | 5312029 309634 350005 3013 / 2947 | - | 31.07.2023 23.12.2023 21.04.2024 26.09.2023 |  | 2022-09-27 | 2023-08-30
139 | ODM-85 | OD MICROMETER | MITUTOYO | 1100 - 1200 mm | 8012828 | MCL/WI/D-02, BS 870:2008 | 0.02 mm | 2021-09-21 | 12 Months | 2022-09-21 | Mirai | DM21/1940 | Gauge Room | FALSE | 0707521 006576, 003530,003600, 003815 AE0136 | - |  |  | 2022-09-27 | 2022-09-07
140 | ODM-86 | OD MICROMETER | MITUTOYO | 1200 - 1300 mm | 2002041 | MCL/WI/D-02, BS 870:2008 | 0.02 mm | 2021-09-21 | 12 Months | 2022-09-21 | Mirai | DM21/1939 | Gauge Room | FALSE | 0707521 006576, 003530,003600, 003815 AE0136 | - |  |  | 2022-09-27 | 2022-09-07
141 | ODM-87 | OD MICROMETER | MITUTOYO | 2" - 3" | 57199292 | FSD-01 | 0.0007" | 2016-01-22 | 12 Months | 2017-01-22 | Bestlabs |  | Holding Area | HOLD | - | - |  | Item missing | 2022-09-27 | 2017-01-08
142 | ODM-88 | OD MICROMETER | MITUTOYO | 75 - 100 mm | 85231706 / 8172179 | MCL//WI/D-02 / BS 870:2008 | 0.02 mm | 2022-06-28 | 12 Months | 2023-06-28 | Mirai | DM22/1392 | Gauge Room | TRUE | 0707521 006576, 003530,003600, 003815 AE0136 | - | 23.03.2023 07.07.2023 08.06.2022 |  | 2022-09-27 | 2023-06-14
143 | ODM-89 | OD MICROMETER | MITUTOYO | 150 -175 mm | 56181054 / 5047751 | MCL/WI/D-02 /BS 870:2008 | 0.02 mm | 2022-04-06 | 12 Months | 2023-04-06 | Mirai | DM22/0683 | Gauge Room | TRUE | 0707521 006576, 003530,003600, 003815 AE0136 | - | 23.03.2023 07.07.2023 08.06.2022 |  | 2022-09-27 | 2023-03-23
144 | ODM-90 | OD MICROMETER | MITUTOYO | 200 - 300 mm | 96014691 | MCL/WI/D-02 / BS 870:2008 | 0.02 mm | 2022-04-06 | 12 Months | 2023-04-06 | Mirai | DM22/0684 | Gauge Room | TRUE | 0802731 006576, 003530,003600, 003815 | - | 23.03.2023 07.07.2023 08.06.2022 |  | 2022-09-27 | 2023-03-23
145 | ODM-91 | OD MICROMETER | MITUTOYO | 6"- 7" | 17128516 | FSD-01 | 0.0007" | 2016-12-15 | 12 Months | 2017-12-15 | Bestlabs |  | Gauge Room | HOLD | - | - |  |  | 2022-09-27 | 2017-12-01
146 | ODM-92 | OD MICROMETER | MITUTOYO | 1300 - 1400 mm | 11001994 | MCL/WI/D-02/ BS 870:2008 | 0.02 mm | 2021-09-21 | 12 Months | 2022-09-21 | Mirai | DM21/1941 | Gauge Room | FALSE | 0707521 006576, 003530,003600, 003815 AE0136 | - |  |  | 2022-09-27 | 2022-09-07
147 | ODM-93 | OD MICROMETER | MITUTOYO | 1" - 2" | 17162440 / 1091165 | SHE-WI-D017 / BS EN ISO 3611:2010 | ± 0.0007" | 2022-05-21 | 12 Months | 2023-05-21 | Shikra Engineering | DLS-22050035-13 | Gauge Room | TRUE | 5312029 309635 | SHIKRA TRESCAL (S'PORE) | 25.08.2022 |  | 2022-09-27 | 2023-05-07
148 | ODM-94 | OD MICROMETER | MITUTOYO | 0 - 1" | 47077797 | MCL/WI/D-02 / BS 870:2008 | 0.0007" | 2022-04-22 | 12 Months | 2023-04-22 | Mirai | DM22/0808 | Gauge Room | TRUE | 0707521 006576, 003530,003600, 003815 | - | 23.04.2023 07.07.2023 |  | 2022-09-27 | 2023-04-08
149 | ODM-95 | OD MICROMETER | MITUTOYO | 1" - 2" | 37093654 / 2219865 | FSD-01 & BS 870:2008 | 0.0007" | 2018-05-14 | 12 Months | 2019-05-14 | Bestlabs |  | Gauge Room | HOLD | - | - |  |  | 2022-09-27 | 2019-04-30
150 | ODM-96 | OD MICROMETER | MITUTOYO | 2" - 3" | 27196877 | MCL/WI-D-02 / BS 870:2008 | 0.0007" | 2021-03-03 | 12 Months | 2022-03-03 | Mirai | DM21/0362 | Gauge Room | SCRAP | 0707521 006576, 003530,003600, 003815 | - | 30.04.2022 07.07.2023 |  | 2022-09-27 | 2022-02-17
151 | ODM-97 | OD MICROMETER | MITUTOYO | 3" - 4" | 87098574 / 2188474 | MCL/WI/D-02 / BS 870:2008 | ± 0.0007" | 2022-01-14 | 12 Months | 2023-01-14 | Mirai | DM22/0076 | Gauge Room | TRUE | 0707521 006576, 003530,003600, 003815 AE0136 | - | 30.04.2022 07.07.2023 08.06.2022 |  | 2022-09-27 | 2022-12-31
152 | ODM-98 | OD MICROMETER | MITUTOYO | 4" - 5" | 47042579 / 4016230 | MCL/WI/D-02 / BS 870:2008 | ± 0.0007" | 2022-01-14 | 12 Months | 2023-01-14 | Mirai | DM22/0074 | Gauge Room | TRUE | 0707521 006576, 003530,003600, 003815 AE0136 | - | 30.04.2022 07.07.2023 08.06.2022 |  | 2022-09-27 | 2022-12-31
153 | ODM-99 | OD MICROMETER | MITUTOYO | 5" - 6" | 27052727 / 2031052 | MCL/WI/D-02 / BS 870:2008 | ± 0.0007" | 2022-01-14 | 12 Months | 2023-01-14 | Mirai | DM22/0075 | Gauge Room | TRUE | 0707521 006576, 003530,003600, 003815 AE0136 | - | 30.04.2022 07.07.2023 08.06.2022 |  | 2022-09-27 | 2022-12-31
154 | ODM-100 | OD MICROMETER | MITUTOYO | 6"- 7" | 47041271 / 4017990 | MCL/WI/D-02 / BS 870:2008 | 0.0007" | 2021-12-24 | 12 Months | 2022-12-24 | Mirai | DM21/2996 | Gauge Room | TRUE | 707521 003600,003815,006576,003530 AE0136 | - | 30.04.2022 07.07.2023 08.06.2022 |  | 2022-09-27 | 2022-12-10
155 | VRC-43 | VERNIER CALIPER | MITUTOYO | 0 - 12" | 3214025 | BS EN ISO 13385-2:2011 | ± 0.001" | 2020-08-19 | 12 Months | 2021-08-19 | Mirai | DM20/1688 | Production | SCRAP | - | - |  |  | 2022-09-27 | 2021-08-05
156 | VRC-57 | VERNIER CALIPER | MITUTOYO | 0 - 600 mm | 525372 | MCL/WI/D01 & BS 887:2008 | ± 0.02 / 0.04 mm | 2022-04-06 | 12 months | 2023-04-06 | Mirai | DM22/0693 | Gauge Room | TRUE | 1002 XEU622 | - | 25.01.2024 01.07.2022 |  | 2022-09-27 | 2023-03-23
157 | VRC-58 | VERNIER CALIPER | MITUTOYO | 0 - 1000 mm | 614856 | FSD-03 & JIS B 7507 | ± 0.02 mm / ± 0.04 mm / ± 0.06 mm | 2018-02-19 | 12 Months | 2019-02-19 | Bestlabs |  | Holding Area (Container Van) | HOLD | - | - |  |  | 2022-09-27 | 2019-02-05
158 | VRC-68 | VERNIER CALIPER | MITUTOYO | 0 - 300 mm | 60285716 | JIS B 7507: 1993 | ± 0.02 mm | 2014-03-25 | 12 Months | 2015-03-25 | North Lab |  | Production | SCRAP | - | - |  |  | 2022-09-27 | 2015-03-11
159 | DVRC-80 | DIGIMATIC CALIPER | MITUTOYO | 0 - 200 mm | 08604181 | FSD-03 & JIS B 7507 | ± 0.02 mm | 2016-08-01 | 12 Months | 2017-08-01 | Bestlabs |  | QC Cabinet | HOLD | - | - |  | Missing | 2022-09-27 | 2017-07-18
160 | VRC-86 | VERNIER CALIPER | MITUTOYO | 0 - 12" | 07534331 | FSD-03 | ± 0.001" | 2017-06-27 | 12 Months | 2018-06-27 | Bestlabs |  | Red tag Box | SCRAP | - | - |  |  | 2022-09-27 | 2018-06-13
161 | VRC-99 | VERNIER CALIPER | MITUTOYO | 0 - 300 mm | 10567695 | FSD – 03 & FSD – 51 | ± 0.02 mm | 2015-04-15 | 12 Months | 2016-04-14 | Bestlabs |  | Holding Area (gr) | HOLD | - | - |  | Item missing | 2022-09-27 | 2016-03-31
162 | VRC-102 | VERNIER CALIPER | MITUTOYO | 0 - 300 mm | 51475547 | FSD – 03 & FSD – 51 | ± 0.02 mm | 2013-08-19 | 12 Months | 2014-08-19 | Bestlabs |  | Production | SCRAP | - | - |  |  | 2022-09-27 | 2014-08-05
163 | VRC-106 | VERNIER CALIPER | MITUTOYO | 0 - 1000 mm | 08016160 | MCL/WI/D-01 & BS 887:2008 | ± 0.02 / 0.04 / 0.06 mm | 2022-04-22 | 12 Months | 2023-04-22 | Mirai | DM22/0809 | Gauge Room | TRUE | 1002 XEU622 10290 | - | 25.01.2024 01.07.2022 20.03.2024 |  | 2022-09-27 | 2023-04-08
164 | VRC-107 | VERNIER CALIPER | MITUTOYO | 0 - 12" | 11515480 | FSD-03 & JIS B 7507 | ± 0.001" | 2018-02-14 | 12 Months | 2019-02-14 | Bestlabs |  | Production | SCRAP | - | - |  |  | 2022-09-27 | 2019-01-31
165 | VRC-109 | VERNIER CALIPER | MITUTOYO | 0 - 12" | 11515481 | FSD-03 | ± 0.001" | 2017-01-20 | 12 Months | 2018-01-20 | Bestlabs |  | QC (Blue Storage Cabinet) | SCRAP | - | - |  |  | 2022-09-27 | 2018-01-06
166 | VRC-112 | VERNIER CALIPER | MITUTOYO | 0 - 12" | 11509315 | FSD-03 | ± 0.001" | 2017-03-01 | 12 Months | 2018-03-01 | Bestlabs |  | Red tag Box | SCRAP | - | - |  |  | 2022-09-27 | 2018-02-15
167 | VRC-113 | DIGIMATIC CALIPER | MITUTOYO | 0 - 300 mm | 18030 | JIS B 7507: 1993 | ± 0.02 mm | 2014-07-11 | 12 Months | 2015-07-11 | North Lab |  | QC Cabinet | SCRAP | - | - |  |  | 2022-09-27 | 2015-06-27
168 | VRC-115 | VERNIER CALIPER | MITUTOYO | 0 - 300 mm | 51379339 | FSD-03 | ± 0.02 mm | 2018-03-05 | 12 Months | 2019-03-05 | Bestlabs |  | Production | SCRAP | - | - |  |  | 2022-09-27 | 2019-02-19
169 | VRC-118 | VERNIER CALIPER | MITUTOYO | 0 - 200 mm | 11515976 | JIS B 7507: 1993 | ± 0.02 mm | 2015-01-23 | 12 Months | 2016-01-23 | North Lab |  | Production | SCRAP | - | - |  |  | 2022-09-27 | 2016-01-09
170 | VRC-124 | VERNIER CALIPER | MITUTOYO | 0 - 12" | 11580876 | FSD-03 & FSD-51 | ± 0.001" | 2015-06-09 | 12 Months | 2016-06-08 | Bestlabs |  | Red tag Box | SCRAP | - | - |  |  | 2022-09-27 | 2016-05-25
171 | VRC-127 | VERNIER CALIPER | MITUTOYO | 0 - 12" | 12567837 | FSD-03 | ± 0.001" | 2017-03-31 | 12 Months | 2018-03-31 | Bestlabs |  | Red tag Box | SCRAP | - | - |  |  | 2022-09-27 | 2018-03-17
172 | VRC-130 | VERNIER CALIPER | MITUTOYO | 0 - 12" | 12543941 | JIS B 7507: 1993 | ± 0.001" | 2014-03-25 | 12 Months | 2015-03-25 | North Lab |  | Production | SCRAP | - | - |  |  | 2022-09-27 | 2015-03-11
173 | VRC-131 | VERNIER CALIPER | MITUTOYO | 0 - 12" | 12569076 | MCL/WI/D-01 / BS 887:2008 | ± 0.001" | 2022-04-06 | 12 Months | 2023-04-06 | Mirai | DM22/0692 | QC (Naga) | TRUE | 7414852 | - | 03.02.2024 |  | 2022-09-27 | 2023-03-23
174 | VRC-132 | VERNIER CALIPER | MITUTOYO | 0 - 12" | 12569040 | BSD-03 | ± 0.001" | 2019-08-22 | 12 Months | 2020-08-21 | Bestlabs | BLD1905801-6 | Production | HOLD | - | - |  |  | 2022-09-27 | 2020-08-07
175 | VRC-133 | VERNIER CALIPER | MITUTOYO | 0 - 12" | 12568745 | FSD-03 & JIS B 7507:1993 | ± 0.001" | 2019-11-01 | 12 Months | 2020-10-31 | Bestlabs | BLD1907852-13 | Production | SCRAP | - | - |  |  | 2022-09-27 | 2020-10-17
176 | VRC-134 | VERNIER CALIPER | MITUTOYO | 0 - 12" | 12569124 | FSD-03 | ± 0.001" | 2017-03-31 | 12 Months | 2018-03-31 | Bestlabs |  | Red tag Box | SCRAP | - | - |  |  | 2022-09-27 | 2018-03-17
177 | VRC-135 | VERNIER CALIPER | MITUTOYO | 0 - 12" | 12569055 | MCL/WI/D-01 & BS 887: 2008 | ± 0.001" | 2021-03-03 | 12 Months | 2022-03-03 | Mirai | DM21/0365 | QC (Blue Storage Cabinet) | SCRAP | - | - |  |  | 2022-09-27 | 2022-02-17
178 | VRC-136 | VERNIER CALIPER | MITUTOYO | 0 - 12" | 12569149 | MCL/WI/D-01 & BS 887: 2008 | ± 0.001" | 2021-03-03 | 12 Months | 2022-03-03 | Mirai | DM21/0366 | QC (Blue Storage Cabinet) | SCRAP | 1002 XEU622 | - |  |  | 2022-09-27 | 2022-02-17
179 | VRC-137 | VERNIER CALIPER | MITUTOYO | 0 - 12" | 12569093 | FSD-03 | ± 0.001" | 2017-02-16 | 12 Months | 2018-02-16 | Bestlabs |  | Red tag Box | SCRAP | - | - |  |  | 2022-09-27 | 2018-02-02
180 | VRC-138 | VERNIER CALIPER | MITUTOYO | 0 - 12" | 12569063 | FSD-03 & JIS B 7507 | ± 0.001" | 2019-02-25 | 12 Months | 2020-02-24 | Bestlabs |  | Production | SCRAP | - | - |  | Inconsistent readings | 2022-09-27 | 2020-02-10
181 | VRC-139 | VERNIER CALIPER | MITUTOYO | 0 - 12" | 12525593 | FSD-03 | ± 0.001" | 2015-02-05 | 12 Months | 2016-02-05 | Bestlabs |  | Holding Area | SCRAP | - | - |  |  | 2022-09-27 | 2016-01-22
182 | VRC-140 | VERNIER CALIPER | MITUTOYO | 0 - 12" | 12524336 | FSD-03 | ± 0.001" | 2016-02-04 | 12 Months | 2017-02-04 | Bestlabs |  | QC (Rama) | SCRAP | - | - |  |  | 2022-09-27 | 2017-01-21
183 | VRC-141 | VERNIER CALIPER | MITUTOYO | 0 - 24" | 13000594 | JIS B 7507: 1993 | ± 0.0007" / 0.001" / 0.0015" | 2015-04-23 | 12 Months | 2016-04-22 | North Lab |  | Holding Area (gr) | HOLD | - | - |  |  | 2022-09-27 | 2016-04-08
184 | VRC-142 | VERNIER CALIPER | MITUTOYO | 0 - 24" | 12008018 | SHE-WI-D019 / JIS B7507:1993 | ± 0.0007" / 0.001" / 0.0015" | 2022-09-13 | 12 Months | 2023-09-13 | Shikra Engineering | DLS-22080064-16 | Gauge Room | TRUE | 2178 2180 190040 | - | 10.09.2023 10.09.2023 07.03.2024 |  | 2022-09-27 | 2023-08-30
185 | VRC-143 | VERNIER CALIPER | MITUTOYO | 0 - 40” | 11009322 | SHE-WI-D019 / JIS B7507:1993 | ± 0.0007" / 0.001" / 0.0015" / 0.002" | 2022-09-13 | 12 Months | 2023-09-13 | Shikra Engineering | DLS-22080064-17 | Gauge Room | TRUE | 2178 2180 190040 | - | 10.09.2023 10.09.2023 07.03.2024 |  | 2022-09-27 | 2023-08-30
186 | VRC-144 | DIGIMATIC CALIPER | MITUTOYO | 0 - 1550 mm | 0001191 | FSD-03 & JIS B 7507 | ± 0.02 mm / ± 0.04 mm / ± 0.06 mm | 2018-02-21 | 12 Months | 2019-02-21 | Bestlabs |  | Holding Area (Container Van) | SCRAP | - | - |  |  | 2022-09-27 | 2019-02-07
187 | VRC-145 | VERNIER CALIPER | MITUTOYO | 0 - 12" | 13534694 | FSD-03 | ± 0.001" | 2015-02-24 | 12 Months | 2016-02-24 | Bestlabs |  | Production | UNABLE TO CALIBRATE DUE TO MISSING SCREW | - | - |  |  | 2022-09-27 | 2016-02-10
188 | VRC-146 | VERNIER CALIPER | MITUTOYO | 0 - 12" | 13534338 | BS EN ISO 13385-2:2011 | 0.001" | 2020-11-27 | 12 Months | 2021-11-27 | Mirai | DM20/2790 | Production | HOLD | - | - |  |  | 2022-09-27 | 2021-11-13
189 | VRC-147 | VERNIER CALIPER | MITUTOYO | 0 - 12" | 13534329 | FSD-03 | ± 0.001" | 2015-02-24 | 12 Months | 2016-02-24 | Bestlabs |  | Production | UNABLE TO CALIBRATE DUE TO MISSING SCREW | - | - |  |  | 2022-09-27 | 2016-02-10
190 | VRC-148 | VERNIER CALIPER | MITUTOYO | 0 - 12" | 13534668 | JIS B 7507: 1993 | ± 0.001" | 2015-04-15 | 12 Months | 2016-04-14 | North Lab |  | Holding Area | SCRAP | - | - |  |  | 2022-09-27 | 2016-03-31
191 | VRC-149 | VERNIER CALIPER | MITUTOYO | 0 - 12" | 13513303 | MCL/WI/DI-01 / BS 887:2008 | ± 0.001" | 2021-06-14 | 12 Months | 2022-06-14 | Mirai | DM21/1090 | Production | HOLD | 1002 XEU622 | - |  |  | 2022-09-27 | 2022-05-31
192 | VRC-150 | VERNIER CALIPER | MITUTOYO | 0 - 12" | 13534623 | JIS B 7507: 1993 | ± 0.001" | 2015-04-15 | 12 Months | 2016-04-14 | North Lab |  | Holding Area (GR) | HOLD | - | - |  | Item missing | 2022-09-27 | 2016-03-31
193 | VRC-151 | VERNIER CALIPER | MITUTOYO | 0 - 12" | 13513115 | JIS B 7507: 1993 | ± 0.001" | 2015-04-15 | 12 Months | 2016-04-14 | North Lab |  | Holding Area | SCRAP | - | - |  |  | 2022-09-27 | 2016-03-31
194 | VRC-152 | VERNIER CALIPER | MITUTOYO | 0 - 12" | 13526104 | BS EN ISO 13385-2:2011 | ± 0.001" | 2020-06-13 | 12 Months | 2021-06-13 | Mirai | DM20/1111 | Production | SCRAP | - | - |  |  | 2022-09-27 | 2021-05-30
195 | VRC-153 | VERNIER CALIPER | MITUTOYO | 0 - 12" | 13534331 | MCL/WI/DI-01 / BS 887:2008 | ± 0.001" | 2021-06-14 | 12 Months | 2022-06-14 | Mirai | DM21/1087 | Production | HOLD | 1002 XEU622 | - |  |  | 2022-09-27 | 2022-05-31
196 | VRC-154 | VERNIER CALIPER | MITUTOYO | 0 - 12" | 13513308 | BS 887 : 2008 | ± 0.001" | 2021-02-04 | 12 Months | 2022-02-04 | Mirai | DM21/0181 | Production | HOLD | 1002 XEU622 | - |  |  | 2022-09-27 | 2022-01-21
197 | VRC-155 | VERNIER CALIPER | MITUTOYO | 0 - 600 mm | 12000145 | JIS B 7507: 1993 | ± 0.02 mm / ± 0.04 mm | 2014-02-14 | 12 Months | 2015-02-14 | North Lab |  | Production | SCRAP | - | - |  |  | 2022-09-27 | 2015-01-31
198 | VRC-156 | DIGIMATIC CALIPER | MITUTOYO | 0 - 600 mm / 0 - 24" | 0044156 | MCL/WI/D-01 (Issue No.3) / BS 887:2008 | ± 0.0007" / 0.001" / 0.0015" | 2021-10-25 | 12 Months | 2022-10-25 | Mirai | DM21/2281 | Gauge Room | TRUE | 1002 XEU622 | - |  |  | 2022-09-27 | 2022-10-11
199 | VRC-157 | DIGIMATIC CALIPER | MITUTOYO | 0 - 24" | 0044155 | MCL/WI/D-01 (Issue No.3) / BS 887:2008 | ± 0.0007" / 0.001" / 0.0015" | 2021-11-30 | 12 Months | 2022-11-30 | Mirai | DM21/2632 | QC (Blue Storage Cabinet) | TRUE | 1002, XEU622 | - |  |  | 2022-09-27 | 2022-11-16
200 | VRC-158 | DIGIMATIC CALIPER | MITUTOYO | 0 - 600 mm / 0 - 24" | 0006865 | MCL/WI/D-01 (Issue No.3) / BS 887:2008 | ± 0.0007" / 0.001" / 0.0015" | 2021-10-25 | 12 Months | 2022-10-25 | Mirai | DM21/2282 | Gauge Room | TRUE | 1002 XEU622 | - |  |  | 2022-09-27 | 2022-10-11
201 | VRC-159 | DIGIMATIC CALIPER | MITUTOYO | 0 - 24" | 0006337 | MCL/WI/D-01 (Issue No.3) / BS 887:2008 | ± 0.0007" / 0.001" / 0.0015" | 2021-11-30 | 12 Months | 2022-11-30 | Mirai | DM21/2633 | QC (Blue Storage Cabinet) | TRUE | 1002, XEU622 | - |  |  | 2022-09-27 | 2022-11-16
202 | DG-190 | DIAL GAUGE | MITUTOYO | 0 - 10 mm | RQT990 | JIS B 7503 - 2011 | 0.02 mm / 0.05 mm | 2013-09-16 | 12 Months | 2014-09-16 | Mitutoyo |  | Production | SCRAP | - | - |  |  | 2022-09-27 | 2014-09-02
203 | DG-191 | DIAL GAUGE | MITUTOYO | 0 - 10 mm | RQT991 | JIS B 7503 - 2011 | 0.02 mm / 0.05 mm | 2013-09-16 | 12 Months | 2014-09-16 | Mitutoyo |  | Production | SCRAP | - | - |  |  | 2022-09-27 | 2014-09-02
204 | DG-192 | DIAL GAUGE | MITUTOYO | 0 - 10 mm | RQT987 | JIS B 7503 - 2011 | 0.02 mm / 0.05 mm | 2013-09-17 | 12 Months | 2014-09-17 | Mitutoyo |  | Production | SCRAP | - | - |  |  | 2022-09-27 | 2014-09-03
205 | DG-193 | DIAL GAUGE | MITUTOYO | 0 - 10 mm | RSR570 | JIS B 7503 - 2011 | 0.02 mm / 0.05 mm | 2013-09-15 | 12 Months | 2014-09-15 | Mitutoyo |  | Production | SCRAP | - | - |  |  | 2022-09-27 | 2014-09-01
206 | DG-194 | DIAL GAUGE | MITUTOYO | 0 - 10 mm | RSR571 | JIS B 7503 - 2011 | 0.02 mm / 0.05 mm | 2013-09-17 | 12 Months | 2014-09-17 | Mitutoyo |  | Production | SCRAP | - | - |  |  | 2022-09-27 | 2014-09-03
207 | DG-195 | DIAL GAUGE | MITUTOYO | 0 - 10 mm | RQT986 | JIS B 7503 - 2011 | 0.02 mm / 0.05 mm | 2013-09-16 | 12 Months | 2014-09-16 | Mitutoyo |  | Production | SCRAP | - | - |  |  | 2022-09-27 | 2014-09-02
208 | DG-196 | DIAL GAUGE | MITUTOYO | 0 - 10 mm | RQT565 | JIS B 7503 - 2011 | 0.02 mm / 0.05 mm | 2013-09-16 | 12 Months | 2014-09-16 | Mitutoyo |  | Production | SCRAP | - | - |  |  | 2022-09-27 | 2014-09-02
209 | DG-197 | DIAL GAUGE | MITUTOYO | 0 - 10 mm | RSR568 | MCL/WI/DI-13 / JIS B 7503 | 0.02 mm / 0.05 mm | 2021-06-14 | 12 Months | 2022-06-14 | Mirai |  | Production | SCRAP | - | - |  |  | 2022-09-27 | 2022-05-31
210 | DG-198 | DIAL GAUGE | MITUTOYO | 0 - 10 mm | RSR569 | JIS B 7503 - 2011 | 0.02 mm / 0.05 mm | 2013-09-16 | 12 Months | 2014-09-16 | Mitutoyo |  | Production | SCRAP | - | - |  |  | 2022-09-27 | 2014-09-02
211 | DG-199 | DIAL GAUGE | MITUTOYO | 0 - 10 mm | RQT994 | JIS B 7503 - 2011 | 0.02 mm / 0.05 mm | 2013-09-16 | 12 Months | 2014-09-16 | Mitutoyo |  | Production | SCRAP | - | - |  |  | 2022-09-27 | 2014-09-02
212 | DG-200 | DIAL GAUGE | MITUTOYO | 0 - 10 mm | RSJ222 | JIS B 7503 - 2011 | 0.02 mm / 0.05 mm | 2013-09-16 | 12 Months | 2014-09-16 | Mitutoyo |  | Production | SCRAP | - | - |  |  | 2022-09-27 | 2014-09-02
213 | DG-201 | DIAL GAUGE | MITUTOYO | 0 - 10 mm | RQT985 | JIS B 7503 - 2011 | 0.02 mm / 0.05 mm | 2013-09-15 | 12 Months | 2014-09-15 | Mitutoyo |  | Production | SCRAP | - | - |  |  | 2022-09-27 | 2014-09-01
214 | DG-202 | DIAL GAUGE | MITUTOYO | 0 - 10 mm | RSR566 | JIS B 7503 - 2011 | 0.02 mm / 0.05 mm | 2013-09-15 | 12 Months | 2014-09-15 | Mitutoyo |  | Production | SCRAP | - | - |  |  | 2022-09-27 | 2014-09-01
215 | DG-203 | DIAL GAUGE | MITUTOYO | 0 - 10 mm | RQT988 | JIS B 7503 - 2011 | 0.02 mm / 0.05 mm | 2013-09-16 | 12 Months | 2014-09-16 | Mitutoyo |  | Production | SCRAP | - | - |  |  | 2022-09-27 | 2014-09-02
216 | DG-204 | DIAL GAUGE | MITUTOYO | 0 - 10 mm | RSR564 | JIS B 7503 - 2011 | 0.02 mm / 0.05 mm | 2013-09-15 | 12 Months | 2014-09-15 | Mitutoyo |  | Production | SCRAP | - | - |  |  | 2022-09-27 | 2014-09-01
217 | DG-205 | DIAL GAUGE | MITUTOYO | 0 - 10 mm | PDX200 | FSD 08 | 0.02 mm / 0.05 mm | 2014-01-13 | 12 Months | 2015-01-13 | Bestlabs |  | Production | SCRAP | - | - |  |  | 2022-09-27 | 2014-12-30
218 | DG-206 | DIAL GAUGE | MITUTOYO | 0 - 10 mm | PDP991 | MCL/WI/M-10 & ISO 6789-2:2017 | 0.02 mm / 0.05 mm | 2022-04-22 | 12 Months | 2023-04-22 | Mirai | DM22/0803 | Production | TRUE | 000641308 | - |  |  | 2022-09-27 | 2023-04-08
219 | DG-207 | DIAL GAUGE | MITUTOYO | 0 - 10 mm | PDX208 | FSD 08 | 0.02 mm / 0.05 mm | 2014-01-13 | 12 Months | 2015-01-13 | Bestlabs |  | Production | SCRAP | - | - |  |  | 2022-09-27 | 2014-12-30
220 | DG-208 | DIAL GAUGE | MITUTOYO | 0 - 10 mm | PTM035 | FSD 08 | 0.02 mm / 0.05 mm | 2014-01-13 | 12 Months | 2015-01-13 | Bestlabs |  | Production | SCRAP | - | - |  |  | 2022-09-27 | 2014-12-30
221 | DG-209 | DIAL GAUGE | MITUTOYO | 0 - 10 mm | PDP998 | FSD 08 & JIS B 7503 | 0.02 mm / 0.05 mm | 2017-02-21 | 12 Months | 2018-02-21 | Bestlabs |  | Red tag Box | SCRAP | - | - |  |  | 2022-09-27 | 2018-02-07
222 | DG-210 | DIAL GAUGE | MITUTOYO | 0 - 10 mm | PDQ001 | FSD 08 | 0.02 mm / 0.05 mm | 2014-01-13 | 12 Months | 2015-01-13 | Bestlabs |  | Production | SCRAP | - | - |  |  | 2022-09-27 | 2014-12-30
223 | DG-211 | DIAL GAUGE | MITUTOYO | 0 - 10 mm | PDX204 | FSD 08 | 0.02 mm / 0.05 mm | 2014-01-13 | 12 Months | 2015-01-13 | Bestlabs |  | Production | SCRAP | - | - |  |  | 2022-09-27 | 2014-12-30
224 | DG-212 | DIAL GAUGE | MITUTOYO | 0 - 10 mm | QXY478 | FSD 08 | 0.02 mm / 0.05 mm | 2014-01-13 | 12 Months | 2015-01-13 | Bestlabs |  | Production | SCRAP | - | - |  |  | 2022-09-27 | 2014-12-30
225 | VRC-160 | VERNIER CALIPER | MITUTOYO | 0 - 12" | 13524953 | MCL/WI/DI-01 / BS 887:2008 | ± 0.001" | 2021-06-14 | 12 Months | 2022-06-14 | Mirai | DM21/1089 | Production | HOLD | 1002 XEU622 | - |  |  | 2022-09-27 | 2022-05-31
226 | VRC-161 | VERNIER CALIPER | MITUTOYO | 0 - 12" | 13524936 | JIS B 7507: 1993 | ± 0.001" | 2015-01-23 | 12 Months | 2016-01-23 | Mitutoyo |  | Production | SCRAP | - | - |  |  | 2022-09-27 | 2016-01-09
227 | VRC-162 | VERNIER CALIPER | MITUTOYO | 0 - 12" | 14505004 | FSD-03 & FSD-51 | ± 0.001" | 2016-01-22 | 12 Months | 2017-01-22 | BS Tech |  | Production | SCRAP | - | - |  |  | 2022-09-27 | 2017-01-08
228 | VRC-163 | VERNIER CALIPER | MITUTOYO | 0 - 12" | 14505001 | FSD-03 & FSD-51 | ± 0.001" | 2016-01-22 | 12 Months | 2017-01-22 | BS Tech |  | Production | HOLD | - | - |  | Item missing | 2022-09-27 | 2017-01-08
229 | VRC-164 | VERNIER CALIPER | MITUTOYO | 0 - 12" | 14504954 | BS 887 : 2008 | ± 0.001" | 2021-02-04 | 12 Months | 2022-02-04 | Mirai | DM21/0179 | Production | HOLD | 1002 XEU622 | - |  |  | 2022-09-27 | 2022-01-21
230 | DG-213 | DIAL GAUGE | MITUTOYO | 0 - 10 mm | TLF540 | FSD-08 | 0.02 mm / 0.05 mm | 2014-09-16 | 12 Months | 2015-09-16 | Mitutoyo |  | Production | SCRAP | - | - |  |  | 2022-09-27 | 2015-09-02
231 | DG-214 | DIAL GAUGE | MITUTOYO | 0 - 10 mm | TLF543 | FSD-08 | 0.02 mm / 0.05 mm | 2014-09-16 | 12 Months | 2015-09-16 | Mitutoyo |  | Production | SCRAP | - | - |  |  | 2022-09-27 | 2015-09-02
232 | DG-215 | DIAL GAUGE | MITUTOYO | 0 - 10 mm | TLF544 | FSD-08 | 0.02 mm / 0.05 mm | 2014-09-16 | 12 Months | 2015-09-16 | Mitutoyo |  | Production | SCRAP | - | - |  |  | 2022-09-27 | 2015-09-02
233 | DG-216 | DIAL GAUGE | MITUTOYO | 0 - 10 mm | TLD361 | FSD-08 | 0.02 mm / 0.05 mm | 2014-09-17 | 12 Months | 2015-09-17 | Mitutoyo |  | Production | SCRAP | - | - |  |  | 2022-09-27 | 2015-09-03
234 | DG-217 | DIAL GAUGE | MITUTOYO | 0 - 10 mm | TLD362 | FSD-08 | 0.02 mm / 0.05 mm | 2014-09-17 | 12 Months | 2015-09-17 | Mitutoyo |  | Production | SCRAP | - | - |  |  | 2022-09-27 | 2015-09-03
235 | DG-218 | DIAL GAUGE | MITUTOYO | 0 - 10 mm | TLF535 | FSD-08 | 0.02 mm / 0.05 mm | 2014-09-16 | 12 Months | 2015-09-16 | Mitutoyo |  | Production | SCRAP | - | - |  |  | 2022-09-27 | 2015-09-02
236 | DG-219 | DIAL GAUGE | MITUTOYO | 0 - 10 mm | TLF536 | FSD-08 | 0.02 mm / 0.05 mm | 2014-09-16 | 12 Months | 2015-09-16 | Mitutoyo |  | Production | SCRAP | - | - |  |  | 2022-09-27 | 2015-09-02
237 | DG-220 | DIAL GAUGE | MITUTOYO | 0 - 10 mm | TLF537 | FSD-08 | 0.02 mm / 0.05 mm | 2014-09-16 | 12 Months | 2015-09-16 | Mitutoyo |  | Production | SCRAP | - | - |  |  | 2022-09-27 | 2015-09-02
238 | DG-221 | DIAL GAUGE | MITUTOYO | 0 - 10 mm | TLF538 | FSD-08 | 0.02 mm / 0.05 mm | 2014-09-16 | 12 Months | 2015-09-16 | Mitutoyo |  | Production | SCRAP | - | - |  |  | 2022-09-27 | 2015-09-02
239 | DG-222 | DIAL GAUGE | MITUTOYO | 0 - 10 mm | TLF539 | FSD-08 | 0.02 mm / 0.05 mm | 2014-09-16 | 12 Months | 2015-09-16 | Mitutoyo |  | Production | SCRAP | - | - |  |  | 2022-09-27 | 2015-09-02
240 | DG-223 | DIAL GAUGE | MITUTOYO | 0 - 0.125" | RYW969 | FSD-08 | 0.02 mm / 0.05 mm | 2014-10-10 | 12 Months | 2015-10-10 | Bestlabs |  | Production | SCRAP | - | - |  |  | 2022-09-27 | 2015-09-26
241 | DG-224 | DIAL GAUGE | MITUTOYO | 0 - 0.125" | SDJ320 | FSD-08 | 0.02 mm / 0.05 mm | 2014-10-10 | 12 Months | 2015-10-10 | Bestlabs |  | Production | SCRAP | - | - |  |  | 2022-09-27 | 2015-09-26
242 | DG-225 | DIAL GAUGE | MITUTOYO | 0 - 0.125" | SKF081 | FSD-08 | 0.02 mm / 0.05 mm | 2014-10-10 | 12 Months | 2015-10-10 | Bestlabs |  | Production | SCRAP | - | - |  |  | 2022-09-27 | 2015-09-26
243 | DG-226 | DIAL GAUGE | MITUTOYO | 0 - 0.125" | RYW970 | FSD-08 | 0.02 mm / 0.05 mm | 2014-10-10 | 12 Months | 2015-10-10 | Bestlabs |  | Production | SCRAP | - | - |  |  | 2022-09-27 | 2015-09-26
244 | DG-227 | DIAL GAUGE | MITUTOYO | 0 - 20 mm | SJL357 | BS 907:2008 | 0.02 mm / 0.05 mm | 2014-12-09 | 12 Months | 2015-12-09 | North Lab |  | Production | SCRAP | - | - |  |  | 2022-09-27 | 2015-11-25
245 | DG-228 | DIAL GAUGE | MITUTOYO | 0 - 10 mm | PYJ550 | FSD 08 / BS 907 | 0.02 mm / 0.05 mm | 2015-01-15 | 12 Months | 2016-01-15 | Bestlabs |  | Production | SCRAP | - | - |  |  | 2022-09-27 | 2016-01-01
246 | DG-229 | DIAL GAUGE | MITUTOYO | 0 - 10 mm | PYJ544 | JIS B7503:2017 & MCL/WI/D-13 (ISSUE NO.2) | 0.02 mm / 0.05 mm | 2021-11-16 | 12 Months | 2022-11-16 | Mirai | DM21/2469 | Production | TRUE | 000641308 | - |  |  | 2022-09-27 | 2022-11-02
247 | DG-230 | DIAL GAUGE | MITUTOYO | 0 - 10 mm | KGH626 | BS 870 : 2008 | 0.02 mm / 0.05 mm | 2015-01-26 | 12 Months | 2016-01-26 | North Lab |  | Production | SCRAP | - | - |  |  | 2022-09-27 | 2016-01-12
248 | DG-231 | DIAL GAUGE | MITUTOYO | 0 - 10 mm | TSY700 | JIS B7503:2017 & MCL/WI/D-13 (ISSUE NO.2) | 0.02 mm / 0.05 mm | 2021-11-16 | 12 Months | 2022-11-16 | Mirai | DM21/2468 | Production | TRUE | 000641308 | - |  |  | 2022-09-27 | 2022-11-02
249 | DG-232 | DIAL GAUGE | MITUTOYO | 0 - 10 mm | TSY705 | FSD-08 & JIS B 7503:2011 | 0.02 mm / 0.05 mm | 2018-12-18 | 12 Months | 2019-12-18 | Bestlabs |  | Production Tool Room | SCRAP | - | - |  |  | 2022-09-27 | 2019-12-04
250 | DG-233 | DIAL GAUGE | MITUTOYO | 0 - 10 mm | TSY696 | JIS B7503:2017 & MCL/WI/D-13 (ISSUE NO.2) | 0.02 mm / 0.05 mm | 2021-11-16 | 12 Months | 2022-11-16 | Mirai | DM21/2471 | Production | TRUE | 000641308 | - |  |  | 2022-09-27 | 2022-11-02
251 | DG-234 | DIAL GAUGE | MITUTOYO | 0 - 10 mm | TSY697 | MCL/WI/D-13 & JIS B 7503 | 0.02 mm / 0.05 mm | 2021-04-17 | 12 Months | 2022-04-17 | Mirai | DM21/0836 | Production | HOLD | 000641308 | - | 23.03.2022 |  | 2022-09-27 | 2022-04-03
252 | DG-235 | DIAL GAUGE | MITUTOYO | 0 - 10 mm | TSY694 | FSD-08 & JIS B 7503:2011 | 0.02 mm / 0.05 mm | 2019-01-24 | 12 Months | 2020-01-24 | Bestlabs |  | Production Tool Room | SCRAP | - | - |  |  | 2022-09-27 | 2020-01-10
253 | DG-236 | DIAL GAUGE | MITUTOYO | 0 - 10 mm | TSY704 | JIS STD | 0.02 mm / 0.05 mm | 2015-01-26 | 12 Months | 2016-01-26 | Mitutoyo |  | Production | SCRAP | - | - |  |  | 2022-09-27 | 2016-01-12
254 | DG-237 | DIAL GAUGE | MITUTOYO | 0 - 10 mm | TSY701 | B7503-1997 | 0.02 mm / 0.05 mm | 2020-06-13 | 12 Months | 2021-06-13 | Mirai | DM20/1115 | Production | HOLD | - | - |  |  | 2022-09-27 | 2021-05-30
255 | DG-238 | DIAL GAUGE | MITUTOYO | 0 - 10 mm | TSY703 | FSD-08 & JIS B 7503:2011 | 0.02 mm / 0.05 mm | 2018-12-13 | 12 Months | 2019-12-13 | Bestlabs |  | Production Tool Room | SCRAP | - | - |  |  | 2022-09-27 | 2019-11-29
256 | DG-239 | DIAL GAUGE | MITUTOYO | 0 - 10 mm | TSY698 | B7503-1997 | ± 0.02 mm / 0.05 mm | 2020-08-19 | 12 Months | 2021-08-19 | Mirai |  | Production | SCRAP | - | - |  |  | 2022-09-27 | 2021-08-05
257 | DG-240 | DIAL GAUGE | MITUTOYO | 0 - 10 mm | TSY702 | MCL/WI/D-13 & JIS B 7503 | 0.02 mm / 0.05 mm | 2021-04-17 | 12 Months | 2022-04-17 | Mirai | DM21/0842 | Production | SCRAP | 000641308 | - | 23.03.2022 |  | 2022-09-27 | 2022-04-03
258 | CLC-1 | CALIPER CHECKER | MITUTOYO | 600 mm | -- | SEAMS-0013:1993 | -- | 2013-06-19 | 12 Months | 2014-06-19 | North Lab |  | Gauge Room | SCRAP | - | - |  |  | 2022-09-27 | 2014-06-05
259 | DG-241 | DIAL GAUGE | MITUTOYO | 0 - 10 mm | PYJ548 | MCL/WI/DI-13 / BS 887:2008 | 0.02 mm / 0.05 mm | 2021-06-14 | 12 Months | 2022-06-14 | Mirai | DM21/1096 | Production | HOLD | 000641308 | - |  |  | 2022-09-27 | 2022-05-31
260 | DG-242 | DIAL GAUGE | MITUTOYO | 0 - 10 mm | RQT990 | MCL/WI/D-13 & JIS B 7503 | 0.02 mm / 0.05 mm | 2021-02-05 | 12 Months | 2022-02-05 | Mirai | DM21/0185 | Production Tool Room | HOLD | 000641308 | - | 23.03.2022 |  | 2022-09-27 | 2022-01-22
261 | DG-243 | DIAL GAUGE | MITUTOYO | 0 - 10 mm | PDX208 | FSD-08 & JIS B 7503 | 0.02 mm / 0.05 mm | 2018-02-22 | 12 Months | 2019-02-22 | Bestlabs |  | Production | HOLD | - | - |  |  | 2022-09-27 | 2019-02-08
262 | DG-244 | DIAL GAUGE | MITUTOYO | 0 - 10 mm | PDX204 | FSD-08 & BS 907 | 0.02 mm / 0.05 mm | 2015-01-29 | 12 Months | 2016-01-29 | Bestlabs |  | Production | SCRAP | - | - |  |  | 2022-09-27 | 2016-01-15
263 | DG-245 | DIAL GAUGE | MITUTOYO | 0 - 10 mm | RQT994 | FSD-08 & BS 907 | 0.02 mm / 0.05 mm | 2015-01-29 | 12 Months | 2016-01-29 | Bestlabs |  | Production | SCRAP | - | - |  |  | 2022-09-27 | 2016-01-15
264 | DG-246 | DIAL GAUGE | MITUTOYO | 0 - 10 mm | RSR565 | FSD-08 & BS 907 | 0.02 mm / 0.05 mm | 2015-01-29 | 12 Months | 2016-01-29 | Bestlabs |  | Production | SCRAP | - | - |  |  | 2022-09-27 | 2016-01-15
265 | DG-247 | DIAL GAUGE | MITUTOYO | 0 - 10 mm | RSR568 | FSD-08 & BS 907 | 0.02 mm / 0.05 mm | 2015-01-29 | 12 Months | 2016-01-29 | Bestlabs |  | Production | SCRAP | - | - |  |  | 2022-09-27 | 2016-01-15
266 | DG-248 | DIAL GAUGE | MITUTOYO | 0 - 10 mm | QXY471 | FSD-08 | 0.02 mm / 0.05 mm | 2015-04-16 | 12 Months | 2016-04-15 | Bestlabs |  | Holding Area | HOLD | - | - |  | Item missing | 2022-09-27 | 2016-04-01
267 | DG-249 | DIAL GAUGE | MITUTOYO | 0 - 10 mm | TLD361 | MCL/WI/DI-13 / JIS B 7503 | 0.02 mm / 0.05 mm | 2021-06-14 | 12 Months | 2022-06-14 | Mirai | DM21/1097 | Production | HOLD | 000641308 | - |  |  | 2022-09-27 | 2022-05-31
268 | DG-250 | DIAL GAUGE | MITUTOYO | 0 - 10 mm | TLF544 | FSD-08 | 0.02 mm / 0.05 mm | 2015-09-23 | 12 Months | 2016-09-22 | Bestlabs |  | B13 | SCRAP | - | - |  |  | 2022-09-27 | 2016-09-08
269 | DG-251 | DIAL GAUGE | MITUTOYO | 0 - 10 mm | TLF538 | FSD-08 & JIS B 7503 | 0.02 mm / 0.05 mm | 2018-02-22 | 12 Months | 2019-02-22 | Bestlabs |  | Production | SCRAP | - | - |  |  | 2022-09-27 | 2019-02-08
270 | GSP- 02 | GRANITE SURFACE PLATE | CMC | 800 x 500 mm | 8002335 | BS 817 : 2008 | Grade 0 - Grade 2 | 2016-02-05 | 12 Months | 2017-02-05 | North Lab |  | QC Tool Room | HOLD | - | - |  |  | 2022-09-27 | 2017-01-22
271 | LTR-08 | LOADER TESTER | MARTIN DECKER | 750 tonnes | 151 / GA105-0506 | ISO 7500-1:2018 | 3% | 2021-08-04 | 48 Months or 65 Load Tests | 2025-08-03 | DNV | TC 1218558 CTR2-1 | Load Test Bay | TRUE | 151 GA105-0506 243934 & 43339 10003598 & 3661 | - |  |  | 2022-09-27 | 2025-07-20
272 | LTR-09 | LOADER TESTER | MARTIN DECKER | 350 tonnes | M252A-106-LHP | ISO7500-1:2014 | 3% | 2015-03-02 | 36 Months or 50 Load Tests | 2019-03-01 | DNV |  | Load Test Bay | HOLD | - | - |  | Calibration on Hold, Leaking | 2022-09-27 | 2019-02-15
273 | CMIC-1 | CAMLOCK MICROMETER | GAGEMAKER / STARETT | 1" - 2" | CL-1002 | MCL/WI/D-02 & BS 870:2008 | 0.0007" | 2022-06-28 | 12 Months | 2023-06-28 | Mirai | DM22/1394 | Gauge Room | TRUE | 0707521 006576, 003530,003600, 003815 AE0136 | - | 23.03.2023 07.07.2023 06.06.2023 |  | 2022-09-27 | 2023-06-14
274 | CMIC-2 | CAMLOCK MICROMETER | GAGEMAKER / STARETT | 3" - 4" | CL-1004 | SHE-WI-D017 / BS EN ISO 3611:2010 | ± 0.0007" | 2022-05-22 | 12 Months | 2023-05-22 | Mirai | DLS-22050035-10 | Gauge Room | TRUE | Q22016 309635 P3982 | SHIKRA TRESCAL(S'PORE) MD(S'PORE) | 25.08.2023 23.12.2023 15.06.2022 |  | 2022-09-27 | 2023-05-08
275 | CMIC-3 | CAMLOCK MICROMETER | GAGEMAKER | 2" - 3" | CL-1003 | MCL/WI-D-02 / BS 870:2008 | 0.0007" | 2022-03-04 | 12 Months | 2023-03-04 | Mirai | DM22/0443 | Gauge Room | TRUE | 0802731 | - | 12.04.2022 |  | 2022-09-27 | 2023-02-18
276 | CMIC-4 | CAMLOCK MICROMETER | GAGEMAKER | 0 - 1" | CL-1001 | MCL/WI/D-02 / BS 870: 2008 | 0.0007" | 2021-09-21 | 12 Months | 2022-09-21 | Mirai | DM21/1944 | Gauge Room | FALSE | 0802731 | - |  |  | 2022-09-27 | 2022-09-07
277 | TP-01 | TEST PIECE | MTLK SNG | 10 lbs | -- | SEAMS-0021 | bar weight ± 1 oz (0.0625 lbs) | 2017-06-21 | 12 Months | 2018-06-21 | North Lab |  | QC (Blue Storage Cabinet) | HOLD | - | - |  |  | 2022-09-27 | 2018-06-07
278 | TP-02 | TEST PIECE (MAGNETIC WEIGHT LIFT TEST BAR) | PARKER RESEARCH CORP | Bar Weight: 10 lbs, 2oz | 14333 | SHE-WI-M008 | bar weight ± 1 oz | 2021-12-08 | 12 Months | 2022-12-07 | Shikra Engineering | MLN-21110003-01 | QC (Blue Storage Cabinet) | TRUE | ML-005 | Shikra |  |  | 2022-09-27 | 2022-11-23
279 | HRD-01 | PORTABALE BRINELL HARDNESS TESTER | KING TESTER | Load 3,000 kg | VP-48 | MTD/CAL-25:2019 / ASTM E10-18 | Indirect - 3%, Direct - 1% | 2021-12-03 | 12 Months | 2022-12-03 | Setsco | CM-189782 / 10 / 1 | QC (Blue Storage Cabinet) | TRUE | EP16188921 160616 160576 8329 | 271892 160616 160576 SK-175093 |  | Able Cal - Direct method only | 2022-09-27 | 2022-11-19
280 | HRD-02 | PORTABALE BRINELL HARDNESS TESTER (CHAIN) | KING TESTER | Load 3,000 kg | VU-76 | MTD/CAL-25:2019 / ASTM E-10-18 | Indirect - 3%, Direct - 1% | 2022-02-08 | 12 Months | 2023-02-08 | Setsco | CM-196623/10/1 & CM-196623/20/1 | QC (Blue Storage Cabinet) | TRUE | 62164 EP1618819 171384 171296 473941 | 12437 D-K-15106-01-00 EP1618819 171384 171296 SK-166814 /10/01 | 13.10.2023 14.12.2022 07.12.2022 24.10.2022 27.07.2022 | Able Cal - Direct method only | 2022-09-27 | 2023-01-25
281 | HRD-03 | PORTABLE BRINELL HARDNESS TESTER | KING TESTER | Load 3,000 kg | UT-21 | MTD/CAL-25:2019, ASTM E10-18 | Indirect - 3%, Direct - 1% | 2021-08-18 | 12 Months | 2022-08-18 | Setsco | CM-175384/10/1 & CM-175384/20/1 | QC (Blue Storage Cabinet) | FALSE | EP16188921 160616 160576 8329 | 271892 160616 160576 SK-131314 / 4 |  | Able Cal - Direct method only | 2022-09-27 | 2022-08-04
282 | HRD-04 | ROCKWELL HARDNESS TESTER | EMCOTEST | Scale: HRC; Load: 150 kgf; Indenter: Class B Diamond; Indenter S/No.: 155863 Scale: HRB; Load: 100 kgf; Indenter: 1/16" Carbide Ball; Indenter S/No.: 1724 | Model No.: N5A 100; S/No.: 618 | MTD/CAL-25:2019 / ASTM E18-19 | ± 1 & 2.5 HRB / ± 0.5 & 1 HRC (As per latest ASTM E-18 Standard) | 2021-12-03 | 12 Months | 2022-12-03 | Setsco | CM-185159 / 10 / 1 | QC (Blue Storage Cabinet) | TRUE | 1250418 1250815 1790508 6245771 6237581 6244578 | 1250418 1250815 1790508 6245771 6237581 6244578 |  | Trescal - capable onsite (385sgd Non-Singlas), Shikra - HRC only (250sgd), Setsco - capable onsite (720sgd Singlas Cert) | 2022-09-27 | 2022-11-19
283 | KMS-01 | BRINELL READING MICROSCOPE | KING TESTER | 0 - 6 mm | 10173 | SHE-WI-D035 / ASTM E10 | 0.1 mm | 2021-12-07 | 12 Months | 2022-12-06 | Shikra Engineering | DLN-21120001-01 | QC (Blue Storage Cabinet) | TRUE | Q22016 | - |  | Shikra - 80sgd, Able Cal - 150sgd | 2022-09-27 | 2022-11-22
284 | KMS-02 | BRINELL READING MICROSCOPE | -- | 0 - 6 mm | 11130 | Northlab Seams | -- | 2014-07-11 | 12 Months | 2015-07-11 | North Lab |  | QC (Blue Storage Cabinet) | SCRAP | - | - |  |  | 2022-09-27 | 2015-06-27
285 | SPG-02/03 | THREAD RING GAUGE | THREADMASTER | 3-3/4"-8UN-2A | 20674 / 20675 | MCL/WI/D-03 / ASME B1.2-1983 | ± 0.001" | 2022-06-28 | 12 Months | 2023-06-28 | Mirai | DM22/1388 | Gauge Room | TRUE | AE0136 | - | 06.06.2023 |  | 2022-09-27 | 2023-06-14
286 | SPG-06 | TAPER PLUG GAUGE | THREADMASTER | 1"-11-1/2- NPT-L1 | 28046 | MCL/WI/D-03 / ASME B1.20.2M-2006 | ± 0.001" | 2022-06-28 | 12 Months | 2023-06-28 | Mirai | DM22/1391 | Gauge Room | TRUE | RSC25P1334 AE0136 | - | 04.11.2022 06.06.2023 |  | 2022-09-27 | 2023-06-14
287 | SPG-10/43 | ROTARY WORK PLUG / RING GAUGE | PMC LONE STAR | 4-1/2" I.F | Plug S/No.: P-38853 / Ring S/No.: R-47910 | API Specification 7-2 & API Q1 | Work Plug to Master Ring [0.6250 ± 0.0040]; Work Ring to Master Plug [0.6250 ± 0.0040]; Work Plug to Work Ring [0.6250 ± 0.0010]; Standoff Master Plug to Master Ring [0.6254 +0.0005 / -0.0023] | 2022-08-04 | 12 Months | 2023-08-04 | Trescal | SNLDM/0187/1/22 | Gauge Room | TRUE | IR 20089, IR 19582 07070012 | 2017050406/1 CF-200425 | 23.06.2024 01.12.2022 | Able Cal and Mirai - no capability, Trescal - Yes | 2022-09-27 | 2023-07-21
288 | SPG-18 | THREAD RING GAUGE (GO) | THREADMASTER | 3-1/4"-8UN-2A | 37282 | MCL/WI/D-03 & ASME B1.2-1983 | ± 0.001" | 2022-04-24 | 12 Months | 2023-04-24 | Mirai | DM22/0831 | Gauge Room | TRUE | AE0136 | - | 08.06.2022 |  | 2022-09-27 | 2023-04-10
289 | SPG-19 | THREAD PLUG GAUGE (GO) | THREADMASTER | 3-1/4"-8UN-2B | 37279 | MCL/WI/D-03 / ASME B1.2-1983 | ± 0.001" | 2022-04-22 | 12 Months | 2023-04-22 | Mirai | DM22/0798 | Gauge Room | TRUE | AE0136 RSC25P1334 | - | 08.06.2022 04.11.2022 |  | 2022-09-27 | 2023-04-08
290 | SPG-21/20 | THREAD RING GAUGE | THREADMASTER | 2"-8UN-2A | 38789 / 38790 | MCL/WI/D-03 / ASME B1.2-1983 | ± 0.001" | 2022-06-28 | 12 Months | 2023-06-28 | Mirai | DM22/1387 | Gauge Room | TRUE | AE0136 | - | 06.06.2023 |  | 2022-09-27 | 2023-06-14
291 | SPG-22 | THREAD RING GAUGE | THREADMASTER | 2-1/8"-8UN-2A | 38791 / 38792 | MCL/WI/D-03 / ASME B1.20.2:1983 | ± 0.001" | 2021-12-24 | 12 Months | 2022-12-24 | Mirai | DM21/2965 | Gauge Room | TRUE | AE0136 | - | 8.6.2022 |  | 2022-09-27 | 2022-12-10
292 | SPG-25 | TAPER PLUG GAUGE | PMC MERCURY | 3/8"-18NPT-L1 | 15619-3 | ASME B1.20.5-1991 | ± 0.001" | 2017-04-19 | 12 Months | 2018-04-19 | North Lab |  | Holding Area (Yellow Box) | HOLD | - | - |  |  | 2022-09-27 | 2018-04-05
293 | SPG-26 | TAPER PLUG GAUGE | PMC MERCURY | 3/4"-14NPT-L1 | 15619-5 | ASME B1.20.5-1991 | ± 0.001" | 2015-11-18 | 12 Months | 2016-11-17 | North Lab |  | Holding Area (Container Van) | HOLD | - | - |  |  | 2022-09-27 | 2016-11-03
294 | SPG-27 | TAPER PLUG GAUGE | PMC MERCURY | 1"-11-1/2- NPT-L1 | 15619-6 | ASME B1.20.5-1991 | ± 0.001" | 2016-11-01 | 12 Months | 2017-11-01 | North Lab |  | Gauge Room | HOLD | - | - |  |  | 2022-09-27 | 2017-10-18
295 | SPG-34 | THREAD RING GAUGE | THREADMASTER | 3"-8UN-2A | 75242 / 75243 | ANSI/ASME B1.2-1983 / MCL/WI/D-03 (ISSUE NO.2) | ± 0.001" | 2021-11-30 | 12 months | 2022-11-30 | Mirai | DM21/2616 | Gauge Room | TRUE | AE0136 | - |  |  | 2022-09-27 | 2022-11-16
296 | SPG-40 | THREAD RING GAUGE | THREADMASTER | 2-3/4"-8UN-2A | 89837 / 89838 | ANSI/ASME B1.2-1983 / MCL/WI/D-03 (ISSUE NO.2) | ± 0.001" | 2021-11-30 | 12 months | 2022-11-30 | Mirai | DM21/2615 | Gauge Room | TRUE | AE0136 | - |  |  | 2022-09-27 | 2022-11-16
297 | SPG-41 | THREAD PLUG GAUGE (NO GO) | PMC MERCURY | 3"-4MOD-S.A-2G | 32603-3/32603-4 | H28:1978 | ± 0.001" | 2014-05-26 | 12 Months | 2015-05-26 | North Lab |  | Gauge Room | SCRAP | - | - |  |  | 2022-09-27 | 2015-05-12
298 | SPG-42 | THREAD PLUG GAUGE | PMC MERCURY | 6"-4MOD-S.A-3G | 32603-1 | H28:1978 | ± 0.001" | 2014-03-12 | 12 Months | 2015-03-12 | North Lab |  | Holding Area (Container Van) | OUT OF CALIBRATION |  |  |  |  | 2022-09-27 | 2015-02-26
299 | SPG-48 | TAPER PLUG GAUGE | PMC MERCURY | 2"-11.5NPT- L1 | P-200-1 | MCL/WI-D-03 / ASME B1.20.2M-2006 | ± 0.001" | 2021-12-24 | 12 Months | 2022-12-24 | Mirai | DM21/2977 | Gauge Room | TRUE | RSC25P1334 AE0136 | - | 4.11.2022 8.6.2022 |  | 2022-09-27 | 2022-12-10
300 | SPG-49 | THREAD PLUG GAUGE | THREADMASTER | 1-1/8"-7UNC-2B | 2587 | SHE-WI-D005 / ANSI/ASME B1.2-1983 | ± 0.001" | 2022-05-22 | 12 Months | 2023-05-22 | Shikra Engineering | DLS-22050035-06 | Gauge Room | TRUE | 61 Q22016 | SHIKRA SHIKRA | 18.06.2022 25.08.2023 |  | 2022-09-27 | 2023-05-08
301 | SPG-53 | THREAD PLUG GAUGE | THREADMASTER | 2-1/2"-8UN-2B | 2586 | MCL/WI/D-03 / ASME B1.2-1983 | ± 0.001" | 2022-04-06 | 12 Months | 2023-04-06 | Mirai | DM22/0679 | Gauge Room | TRUE | AE0136 RSC25P1334 | - | 08.06.2022 04.11.2022 |  | 2022-09-27 | 2023-03-23
302 | SPG-55 | ROTARY WORK PLUG GAUGE | PMC LONE STAR | 5-1/2" I.F | P-50189 | API Specification | ± 0.001" | 2015-06-03 | 12 Months | 2016-06-02 | North Lab |  | Holding Area (Container Van) | HOLD | - | - |  |  | 2022-09-27 | 2016-05-19
303 | SPG-56 | ROTARY WORK RING GAUGE | PMC LONE STAR | 5-1/2" I.F | R-50537 | API Specification | ± 0.001" | 2015-06-03 | 12 Months | 2016-06-02 | North Lab |  | Holding Area | HOLD | - | - |  |  | 2022-09-27 | 2016-05-19
304 | SPG-60/61 | ROTARY WORK PLUG & RING GAUGE | PMC LONE STAR | 3-1/2" I.F. | P-54594 / R-54172 | API Specification 7-2 & API Q1 | 0.6250 ± 0.0040 0.6250 ± 0.0040 0.6251 +0.0005/-0.0023 | 2022-07-20 | 12 Months | 2023-07-21 | Trescal | SNLDM/0172/1/22 | Gauge Room | TRUE | IR 20088 & IR 19819 07070012 | 2017050406/2 CF-210420 | 22.06.2024 01.12.2022 |  | 2022-09-27 | 2023-07-07
305 | SPG-64 | THREAD RING GAUGE | THREADMASTER | 4-1/2"-8UN-2A | 35432/35433 | ANSI/ASME B1.2-1983 | ± 0.001" | 2015-01-22 | 12 Months | 2016-01-22 | North Lab |  | Holding Area (Yellow Box) | HOLD | - | - |  |  | 2022-09-27 | 2016-01-08
306 | SPG-65 | ROTARY WORK PLUG& RING GAUGE | PMC LONE STAR | 5-1/2" I.F | P-55826 & R-57962 | API Specification | ± 0.001" | 2015-09-15 | 12 Months | 2016-09-14 | North Lab |  | Holding Area (Yellow Box) | HOLD | - | - |  |  | 2022-09-27 | 2016-08-31
307 | SPG-67 | THREAD PLUG GAUGE | PROGAGE | 7/8"-9UNC-2B | 10011188 | MCL/WI/D-03 / ASME B1.2-1983 | ± 0.001" | 2022-04-22 | 12 Months | 2023-04-22 | Mirai | DM22/0795 | Gauge Room | TRUE | AE0136 RSC25P1334 | - | 08.06.2022 04.11.2022 |  | 2022-09-27 | 2023-04-08
308 | LPG-01 | LINE PIPE WORK PLUG GAUGE | PMC LONE STAR | 1"-11 1/2" | P-50059 | API - 5B | 0.001" | 2015-11-18 | 12 Months | 2016-11-17 | North Lab |  | Holding Area (Container Van) | HOLD | - | - |  |  | 2022-09-27 | 2016-11-03
309 | SPG-69 | TAPER PLUG GAUGE | PMC MERCURY | 3/8"-18NPT-L1 | P-3 | MCL/WI/D-02 & ASME B1.20.2M-2006 | ± 0.001" | 2022-04-24 | 12 Months | 2023-04-24 | Mirai | DM22/0832 | Gauge Room | TRUE | AE0136 RSC25P1334 | - | 08.06.2022 04.11.2022 |  | 2022-09-27 | 2023-04-10
310 | SPG-70 | TAPER PLUG GAUGE | PMC MERCURY | 1/4"-18NPT-L1 | 50488-5 | ASME B1.20.5-1991 | ± 0.001" | 2015-05-14 | 12 Months | 2016-05-13 | North Lab |  | Holding Area (Yellow Box) | HOLD | - | - |  |  | 2022-09-27 | 2016-04-29
311 | SPG-72 | THREAD PLUG GAUGE | PMC MERCURY | 7/8"-9UNC-2B | 50488-2A | ANSI/ASME B1.2-1983 | ± 0.001" | 2015-04-28 | 12 Months | 2016-04-27 | North Lab |  | Holding Area (Yellow Box) | HOLD | - | - |  |  | 2022-09-27 | 2016-04-13
312 | SPG-73 | THREAD PLUG GAUGE | PMC MERCURY | 1/4"-20UNC-2B | -- | FSD-22 | ± 0.001" | 2017-03-31 | 12 Months | 2018-03-31 | Bestlabs |  | Gauge Room | HOLD | - | - |  |  | 2022-09-27 | 2018-03-17
313 | SPG-75 | THREAD PLUG GAUGE | -- | 10 x 24UNC-2B | 2006/16 | FSD-22 | ± 0.001" | 2017-04-07 | 12 Months | 2018-04-07 | Bestlabs |  | Holding Area (Yellow Box) | HOLD | - | - |  |  | 2022-09-27 | 2018-03-24
314 | SPG-76 | THREAD PLUG GAUGE | TTG LTD | 1/4"-20UNC-2B | 163/2 | MCL/WI/D-03 / ASME B1.2-1983 | ± 0.001" | 2022-04-22 | 12 Months | 2023-04-22 | Mirai | DM22/0794 | Gauge Room | TRUE | AE0136 RSC25P1334 | - | 08.06.2022 04.11.2022 |  | 2022-09-27 | 2023-04-08
315 | SPG-77 | VALVE REMOVAL PLUG | PMC LONE STAR | 1-1/2" | P-55711 | API Q1& API 5B, MCL/WI/D-TPG 13 | 1.83043 ± 0.0007” 0.0870 ± 0.0005” 60° ± 10’ | 2021-09-27 | 12 Months | 2022-09-27 | Mirai | DM21/2046 | Gauge Room | FALSE | AE0136 RSC25P1334 | - |  |  | 2022-09-27 | 2022-09-13
316 | SPG-78 | THREAD PLUG GAUGE (GO & NO GO) | THREADMASTER | 10 x 24UNC-2B | 2006/19 | MCL/WI/D-03 / ASME B1.2-1983 | ± 0.001" | 2022-04-22 | 12 Months | 2023-04-22 | Mirai | DM22/0793 | Gauge Room | TRUE | AE0136 RSC25P1334 | - | 08.06.2022 04.11.2022 |  | 2022-09-27 | 2023-04-08
317 | SPG-80 | THREAD PLUG GAUGE | TRUTHREAD | 1"-8UN-2B | 29133 | ANSI/ASME B1.2-1983 | ± 0.001" | 2014-06-09 | 12 Months | 2015-06-09 | North Lab |  | Gauge Room | OUT OF CALIBRATION |  |  |  |  | 2022-09-27 | 2015-05-26
318 | SPG-81 | THREAD PLUG GAUGE | TRUTHREAD | 1"-8UN-2B | 29132 | ANSI/ASME B1.2-1983 | ± 0.001" | 2014-05-21 | 12 Months | 2015-05-21 | North Lab |  | Gauge Room | OUT OF CALIBRATION |  |  |  |  | 2022-09-27 | 2015-05-07
319 | SPG-82 | THREAD PLUG GAUGE | TRUTHREAD | 1-1/8"-8UN-2B | 29136 | ANSI/ASME B1.2-1983 | ± 0.001" | 2014-05-08 | 12 Months | 2015-05-08 | North Lab |  | Gauge Room | OUT OF CALIBRATION |  |  |  |  | 2022-09-27 | 2015-04-24
320 | SPG-83 | THREAD PLUG GAUGE | TRUTHREAD | 1-3/8"-8UN-2B | 29134 | ANSI/ASME B1.2-1983 | ± 0.001" | 2014-05-26 | 12 Months | 2015-05-26 | North Lab |  | Gauge Room | OUT OF CALIBRATION |  |  |  |  | 2022-09-27 | 2015-05-12
321 | SPG-84 | THREAD PLUG GAUGE | TRUTHREAD | 1-1/4"-8UN-2B | 29141 | ANSI/ASME B1.2-1983 | ± 0.001" | 2014-05-26 | 12 Months | 2015-05-26 | North Lab |  | Gauge Room | OUT OF CALIBRATION |  |  |  |  | 2022-09-27 | 2015-05-12
322 | SPG-85 | THREAD PLUG GAUGE | TRUTHREAD | 1-5/8"-8UN-2B | 29137 | ANSI/ASME B1.2-1983 | ± 0.001" | 2014-05-26 | 12 Months | 2015-05-26 | North Lab |  | Gauge Room | OUT OF CALIBRATION |  |  |  |  | 2022-09-27 | 2015-05-12
323 | SPG-86 | THREAD PLUG GAUGE | TRUTHREAD | 1-3/4"-8UN-2B | 29142 | ANSI/ASME B1.2-1983 | ± 0.001" | 2014-05-12 | 12 Months | 2015-05-12 | North Lab |  | Gauge Room | SCRAP | - | - |  |  | 2022-09-27 | 2015-04-28
324 | SPG-88 | THREAD PLUG GAUGE | TRUTHREAD | 2-1/8"-8UN-2B | 29140 | MCL/WI/D-03 / ASME B1.2-1983 | ± 0.001" | 2022-07-20 | 12 Months | 2023-07-20 | Mirai | DM22/1619 | Gauge Room | TRUE | AE0136 RSC25P1334 | - | 06.06.2023 04.11.2022 |  | 2022-09-27 | 2023-07-06
325 | SPG-91 | THREAD PLUG GAUGE | TRUTHREAD | 2-7/8"-8UN-2B | AA50832 / AA50833 | ANSI/ASME B1.2-1983 / MCL/WI/D-03 (ISSUE NO.2) | ± 0.001" | 2021-11-30 | 12 months | 2022-11-30 | Mirai | DM21/2618 | Gauge Room | TRUE | AE0136, RSC25P1334 | - |  |  | 2022-09-27 | 2022-11-16
326 | SPG-92 | THREAD PLUG GAUGE | TRUTHREAD | 1-3/4"-5UNC-2B | AA85381 / AA84768 | MCL/WI/D-03 / ASME B1.2-1983 | ± 0.001" | 2021-12-24 | 12 Months | 2022-12-24 | Mirai | DM21/2970 | Gauge Room | TRUE | RSC25P1334 AE0136 | - | 4.11.2022 8.6.2022 |  | 2022-09-27 | 2022-12-10
327 | SPG-93 | THREAD PLUG GAUGE | TRUTHREAD | 1/4"-20 UNC - 2B | -- | SHE-WI-D005 / ANSI/ASME B1.2-1983 | ± 0.001" | 2022-09-13 | 12 Months | 2023-09-13 | Shikra Engineering | DLS-22080064-06 | Gauge Room | TRUE | 61 Q22016 | - | 17.06.2023 25.08.2023 |  | 2022-09-27 | 2023-08-30
328 | SPG-94 | THREAD RING GAUGE | TRUTHREAD | 3-3/8"-8UN-2A | 34537 | ANSI/ASME B1.2-1983 | ± 0.001" | 2015-08-27 | 12 Months | 2016-08-26 | North Lab |  | Holding Area (Container Van) | HOLD | - | - |  |  | 2022-09-27 | 2016-08-12
329 | SPG-95 | THREAD RING GAUGE | TRUTHREAD | 3-1/2"-8UN-2A | CA12298 / CA12299 | ANSI/ASME B1.2-1983 | ± 0.001" | 2015-08-27 | 12 Months | 2016-08-26 | North Lab |  | Holding Area (Container Van) | HOLD | - | - |  |  | 2022-09-27 | 2016-08-12
330 | SPG-96 | THREAD GO RING GAUGE | TRUTHREAD | 4-3/4"-8UN-2A | CA 12303 / CA 12304 | ANSI/ASME B1.2-1983 | ± 0.001" | 2014-08-19 | 12 Months | 2015-08-19 | North Lab |  | Gauge Room | OUT OF CALIBRATION |  |  |  |  | 2022-09-27 | 2015-08-05
331 | SPG-97 | TAPER PLUG GAUGE | GAGE ASSEMBLY | 1/2"-14NPT | -- | ASME B1.20.5-1991 | ± 0.001" | 2016-08-16 | 12 Months | 2017-08-16 | North Lab |  | Gauge Room | SCRAP | - | - |  |  | 2022-09-27 | 2017-08-02
332 | SPG-98 | THREAD PLUG GAUGE | GAGE ASSEMBLY | 3/4"-10UNC-2B | --- | ANSI/ASME B1.2-1983 | ± 0.001" | 2013-08-13 | 12 Months | 2014-08-13 | North Lab |  | Gauge Room | OUT OF CALIBRATION | - | - |  |  | 2022-09-27 | 2014-07-30
333 | SPG-99 | TAPER PLUG GAUGE | GAGE ASSEMBLY | 3/8"-18NPT-L1 | -- | ASME B1.20.5-1991 | ± 0.001" | 2016-04-18 | 12 Months | 2017-04-18 | North Lab |  | Holding Area (Container Van) | HOLD | - | - |  |  | 2022-09-27 | 2017-04-04
334 | SPG-100 | THREAD PLUG GAUGE | GAGE ASSEMBLY | 3/4"-16UNF-2B | -- | MCL/WI/D-03 / ASME B1.2-1983 | ± 0.001" | 2021-10-25 | 12 Months | 2022-10-25 | Mirai | DM21/2271 | Gauge Room | TRUE | AE0136 RSC25P1334 | - |  |  | 2022-09-27 | 2022-10-11
335 | SPG-101 | TAPER PLUG GAUGE | GAGE ASSEMBLY | 3/4"-14NPT-L1 | -- | MCL/WI/D-03 / ASME B1.20.2M-2006 | ± 0.001" | 2021-12-24 | 12 Months | 2022-12-24 | Mirai | DM21/2975 | Gauge Room | TRUE | RSC25P1334 AE0136 | - | 4.11.2022 8.6.2022 |  | 2022-09-27 | 2022-12-10
336 | SPG-102 | THREAD PLUG GAUGE | GAGE ASSEMBLY | 3/8"-16UNC-2B | -- | MCL/WI/D-03 / ASME B1.2-1983 | ± 0.001" | 2021-10-25 | 12 Months | 2022-10-25 | Mirai | DM21/2273 | Gauge Room | TRUE | AE0136 RSC25P1334 | - |  |  | 2022-09-27 | 2022-10-11
337 | SPG-104 | THREAD PLUG GAUGE | GAGE ASSEMBLY | 1/2"-13UNC-2B | -- | ANSI/ASME B1.2-1983 | ± 0.001" | 2013-07-26 | 12 Months | 2014-07-26 | North Lab |  | Gauge Room | SCRAP | - | - |  |  | 2022-09-27 | 2014-07-12
338 | SPG-105 | TAPER PLUG GAUGE | GAGE ASSEMBLY | 1/4"-18NPT-L1 | -- | ASME B1.20.5-1991 | ± 0.001" | 2015-01-28 | 12 Months | 2016-01-28 | North Lab |  | Gauge Room | SCRAP | - | - |  |  | 2022-09-27 | 2016-01-14
339 | SPG-106 | THREAD PLUG GAUGE | TRUTHREAD | 1-1/8"-12UNF-2B | AB08484 / AA97485 | MCL/WI/D-03 / ASME B1.2-1983 | ± 0.001" | 2022-07-20 | 12 Months | 2023-07-20 | Mirai | DM22/1618 | Gauge Room | TRUE | AE0136 RSC25P1334 | - | 06.06.2023 04.11.2022 |  | 2022-09-27 | 2023-07-06
340 | SPG-107 | THREAD PLUG GAUGE | TRUTHREAD | 1-1/4"-7UNC-2B | AB10455/AB10476 | ANSI/ASME B1.2-1983 | ± 0.001" | 2014-03-13 | 12 Months | 2015-03-13 | North Lab |  | Gauge Room | OUT OF CALIBRATION | - | - |  |  | 2022-09-27 | 2015-02-27
341 | SPG-109 | THREAD PLUG GAUGE | TRUTHREAD | 1-1/2"-6UNC-2B | AB10622/AB10623 | ANSI/ASME B1.2-1983 | ± 0.001" | 2014-03-13 | 12 Months | 2015-03-13 | North Lab |  | Gauge Room | SCRAP | - | - |  |  | 2022-09-27 | 2015-02-27
342 | SPG-110 | THREAD PLUG GAUGE (GO & NO GO) | TRUTHREAD | 1-7/8"- 8UN-2B | AB08908 / AB08909 | MCL/WI/D-03 / ASME B1.2-1983 | ± 0.001" | 2022-04-22 | 12 Months | 2023-04-22 | Mirai | DM22/0797 | Gauge Room | TRUE | AE0136 RSC25P1334 | - | 08.06.2022 04.11.2022 |  | 2022-09-27 | 2023-04-08
343 | SPG-111 | THREAD PLUG GAUGE | TRUTHREAD | 3"-8UN-2B | AB08906/AB08907 | ANSI/ASME B1.2-1983 | ± 0.001" | 2014-02-17 | 12 Months | 2015-02-17 | North Lab |  | Gauge Room | OUT OF CALIBRATION | - | - |  |  | 2022-09-27 | 2015-02-03
344 | SPG-112 | THREAD PLUG GAUGE (GO & NO GO) | TRUTHREAD | 3-1/4"-8UN-2B | AB08904 / AB08905 | MCL/WI/D-03 / ASME B1.2-1983 | ± 0.001" | 2022-04-22 | 12 Months | 2023-04-22 | Mirai | DM22/0790 | Gauge Room | TRUE | AE0136 RSC25P1334 | - | 08.06.2022 04.11.2022 |  | 2022-09-27 | 2023-04-08
345 | SPG-113 | THREAD PLUG GAUGE (GO & NO GO) | TRUTHREAD | 3-1/2"-8UN-2B | AB08902 / AB08903 | MCL/WI/D-03 / ASME B1.2-1983 | ± 0.001" | 2022-04-22 | 12 Months | 2023-04-22 | Mirai | DM22/0788 | Gauge Room | TRUE | AE0136 RSC25P1334 | - | 08.06.2022 04.11.2022 |  | 2022-09-27 | 2023-04-08
346 | SPG-114 | THREAD PLUG GAUGE | TRUTHREAD | 3-3/4"-8UN-2B | AB10616/AB08901 | ANSI/ASME B1.2-1983 | ± 0.001" | 2014-03-11 | 12 Months | 2015-03-11 | North Lab |  | Gauge Room | SCRAP | - | - |  |  | 2022-09-27 | 2015-02-25
347 | SPG-115 | THREAD PLUG GAUGE (GO & NO GO) | TRUTHREAD | 4"-8UN-2B | AB09106 / AB09107 | MCL/WI/D-03 / ASME B1.2-1983 | ± 0.001" | 2022-04-22 | 12 Months | 2023-04-22 | Mirai | DM22/0792 | Gauge Room | TRUE | AE0136 RSC25P1334 | - | 08.06.2022 04.11.2022 |  | 2022-09-27 | 2023-04-08
348 | SPG-116 | THREAD PLUG GAUGE | TRUTHREAD | 4-1/4"-8UN-2B | AB08898/AB10641 | ANSI/ASME B1.2-1983 | ± 0.001" | 2014-03-12 | 12 Months | 2015-03-12 | North Lab |  | Gauge Room | SCRAP | - | - |  |  | 2022-09-27 | 2015-02-26
349 | SPG-117 | THREAD PLUG GAUGE | TRUTHREAD | 4-3/4"-8UN-2B | AB08919/AB08920 | ANSI/ASME B1.2-1983 | ± 0.001" | 2014-03-12 | 12 Months | 2015-03-12 | North Lab |  | Gauge Room | OUT OF CALIBRATION | - | - |  |  | 2022-09-27 | 2015-02-26
350 | SPG-118 | THREAD PLUG GAUGE (GO & NO GO) | TRUTHREAD | 5"-8UN-2B | AB08896 / AB08897 | MCL/WI/D-03 / ASME B1.2-1983 | ± 0.001" | 2022-04-22 | 12 Months | 2023-04-22 | Mirai | DM22/0789 | Gauge Room | TRUE | AE0136 RSC25P1334 | - | 08.06.2022 04.11.2022 |  | 2022-09-27 | 2023-04-08
351 | SPG-119 | THREAD PLUG GAUGE (GO & NO GO) | TRUTHREAD | 5-1/4"-8UN-2B | AB08894 / AB08895 | MCL/WI/D-03 / ASME B1.2-1983 | ± 0.001" | 2022-04-22 | 12 Months | 2023-04-22 | Mirai | DM22/0791 | Gauge Room | TRUE | AE0136 RSC25P1334 | - | 08.06.2022 04.11.2022 |  | 2022-09-27 | 2023-04-08
352 | SPG-120 | THREAD PLUG GAUGE | TRUTHREAD | 5-1/2"-8UN-2B | AB08892/AB08893 | ANSI/ASME B1.2-1983 | ± 0.001" | 2014-03-12 | 12 Months | 2015-03-12 | North Lab |  | Gauge Room | SCRAP | - | - |  |  | 2022-09-27 | 2015-02-26
353 | SPG-121 | THREAD PLUG GAUGE (NO GO) | TRUTHREAD | 4-1/2"-8UN-2B | AB08891 | FSD-17 | ± 0.001" | 2019-05-17 | 12 Months | 2020-05-16 | Bestlabs |  | Gauge Room | HOLD | - | - |  | Merged to SPG-188 | 2022-09-27 | 2020-05-02
354 | SPG-123 | TAPER PLUG GAUGE | GAGE ASSEMBLY | 1-1/2"-11.5NPT | -- | ASME B1.2:1983 / MCL/WI/D-03 (ISSUE NO.2) | ± 0.001" | 2021-11-30 | 12 months | 2022-11-30 | Mirai | DM21/2617 | Gauge Room | TRUE | RSC25P1334, AE0136 |  |  |  | 2022-09-27 | 2022-11-16
355 | SPG-124 | THREAD PLUG GAUGE (NO GO) | PMC LONE STAR | 8"-4MOD-S.A.-3G | -- | H28:1978 | ± 0.001" | 2016-04-18 | 12 Months | 2017-04-18 | North Lab |  | Holding Area (Container Van) | HOLD | - | - |  |  | 2022-09-27 | 2017-04-04
356 | SPG-125 | THREAD PLUG GAUGE | TRUTHREAD | 2"-8UN-2B | AB21982/AB21983 | ANSI/ASME B1.2-1983 | ± 0.001" | 2014-07-07 | 12 Months | 2015-07-07 | North Lab |  | Gauge Room | SCRAP | - | - |  |  | 2022-09-27 | 2015-06-23
357 | SPG-126 | THREAD PLUG GAUGE | TRUTHREAD | 1"-12UN-2B | AB15993 / AB15996 | SHE-WI-D005 / ANSI/ASME B1.2-1983 | ± 0.001" | 2022-09-13 | 12 Months | 2023-09-13 | Shikra Engineering | DLS-22080064-10 | Gauge Room | TRUE | 61 Q22016 | - | 17.06.2023 25.08.2023 |  | 2022-09-27 | 2023-08-30
358 | SPG-127 | THREAD PLUG GAUGE | TRUTHREAD | 2-1/2"-8UN-2B | AB21984/AB21986 | ANSI/ASME B1.2-1983 | ± 0.001" | 2015-07-22 | 12 Months | 2016-07-21 | North Lab |  | Holding Area (Yellow Box) | HOLD | - | - |  |  | 2022-09-27 | 2016-07-07
359 | SPG-128 | THREAD PLUG GAUGE | TRUTHREAD | 2-1/2"-4UN-2B | AB23265 / AB23266 | SHE-WI-D005 / ANSI/ASME B1.2-1983 | ± 0.001" | 2022-09-13 | 12 Months | 2023-09-13 | Shikra Engineering | DLS-22080064-13 | Gauge Room | TRUE | 61 Q22016 | - | 17.06.2023 25.08.2023 |  | 2022-09-27 | 2023-08-30
360 | SPG-129 | TAPER PLUG GAUGE | TRUTHREAD | 1/8"-27NPT | AB15654 | ASME B1.20.5-1991 | ± 0.001" | 2016-07-27 | 12 Months | 2017-07-27 | North Lab |  | Holding Area (Yellow Box) | HOLD | - | - |  |  | 2022-09-27 | 2017-07-13
361 | SPG-130 | TAPER PLUG GAUGE | TRUTHREAD | 1/8"-27NPT-L1 | AB15642 | SHE-WI-D047 / ANSI/ASME B.1.20.1 | ± 0.001" | 2022-09-13 | 12 Months | 2023-09-13 | Mirai | DLS-22080064-07 | Gauge Room | TRUE | 61 350005 | - | 17.06.2023 21.04.2024 |  | 2022-09-27 | 2023-08-30
362 | SPG-131 | THREAD PLUG GAUGE | GAGE ASSEMBLY | 3-1/8"-4STUB-ACME-2G | -- | H28:1978 | ± 0.001" | 2015-08-27 | 12 Months | 2016-08-26 | North Lab |  | Holding Area (Container Van) | HOLD | - | - |  |  | 2022-09-27 | 2016-08-12
363 | SPG-132 | THREAD PLUG GAUGE | GAGE ASSEMBLY | 5-1/4"-4STUB-ACME-2G | -- | H28:1978 | ± 0.001" | 2015-09-15 | 12 Months | 2016-09-14 | North Lab |  | Holding Area (Container Van) | HOLD | - | - |  |  | 2022-09-27 | 2016-08-31
364 | SPG-133 | THREAD PLUG GAUGE | THREADMASTER | 9/16"-18UNF-2B | 61970 | ASME B1.2:1983 / MCL/WI/D-03 (ISSUE NO.2) | ± 0.001" | 2021-11-30 | 12 months | 2022-11-30 | Mirai | DM21/2619 | Gauge Room | TRUE | AE0136, RSC25-1334 |  |  |  | 2022-09-27 | 2022-11-16
365 | SPG-135 | THREAD PLUG GAUGE | THREADMASTER | 2-1/4"-8UN-2B | 64206 | ANSI/ASME B1.2-1983 | ± 0.001" | 2014-01-27 | 12 Months | 2015-01-27 | North Lab |  | Gauge Room | SCRAP | - | - |  |  | 2022-09-27 | 2015-01-13
366 | SPG-136 | THREAD PLUG GAUGE | THREADMASTER | 2-1/2"-8UN-2B | 64447 | FSD-22 | ± 0.001" | 2017-02-15 | 12 Months | 2018-02-15 | Bestlabs |  | Holding Area (Container Van) | HOLD | - | - |  |  | 2022-09-27 | 2018-02-01
367 | SPG-137 | THREAD PLUG GAUGE | THREADMASTER | 2"-8UN-2B | 64446 | ANSI/ASME B1.2-1983 | ± 0.001" | 2014-01-27 | 12 Months | 2015-01-27 | North Lab |  | Gauge Room | SCRAP | - | - |  |  | 2022-09-27 | 2015-01-13
368 | SPG-138 | THREAD PLUG GAUGE | THREADMASTER | 4-1/2"-8UN-2B | AA89511/AA89510 | ANSI/ASME B1.2-1983 | ± 0.001" | 2015-01-28 | 12 Months | 2016-01-28 | North Lab |  | Holding Area (Yellow Box) | HOLD | - | - |  |  | 2022-09-27 | 2016-01-14
369 | SPG-139 | THREAD PLUG GAUGE | THREADMASTER | 1-1/2”-18UNEF-2B | 73250 | ANSI/ASME B1.2-1983 | ± 0.001" | 2015-08-27 | 12 Months | 2016-08-26 | North Lab |  | Holding Area (Container Van) | HOLD | - | - |  |  | 2022-09-27 | 2016-08-12
370 | SPG-140 | THREAD PLUG GAUGE | THREADMASTER | 1-1/2"-8UN-2B | 78739 | ANSI/ASME B1.2-1983 | ± 0.001" | 2013-08-06 | 12 Months | 2014-08-06 | North Lab |  | Gauge Room | SCRAP | - | - |  |  | 2022-09-27 | 2014-07-23
371 | SPG-141 | THREAD PLUG GAUGE | THREADMASTER | 5/16”-18UNC-2B | 73248 | MCL/WI/D-03 / ASME B1.2-1983 | ± 0.001" | 2022-06-28 | 12 Months | 2023-06-28 | Mirai | DM22/1390 | Gauge Room | TRUE | AE0136 RSC25P1334 | - | 06.06.2023 04.11.2022 |  | 2022-09-27 | 2023-06-14
372 | SPG-142 | THREAD PLUG GAUGE | THREADMASTER | 4-3/4"-8UN-2B | 78740 | ANSI/ASME B1.2-1983 | ± 0.001" | 2015-08-27 | 12 Months | 2016-08-26 | North Lab |  | Holding Area (Container Van) | HOLD | - | - |  |  | 2022-09-27 | 2016-08-12
373 | SPG-143 | TAPER PLUG GAUGE | THREADMASTER | 1-1/4"-11.5NPT-L1 | 85566 | ASME B1.20.5-1991 | ± 0.001" | 2013-10-04 | 12 Months | 2014-10-04 | North Lab |  | Gauge Room | SCRAP | - | - |  |  | 2022-09-27 | 2014-09-20
374 | SPG-144 | THREAD PLUG GAUGE | THREADMASTER | 7/8"-14UNF-2B | 85564 | ANSI/ASME B1.2-1983 / MCL/WI/D-03 (ISSUE NO.2) | ± 0.001" | 2021-11-30 | 12 months | 2022-11-30 | Mirai | DM21/2625 | Gauge Room | TRUE | AE0136, RSC25P1334 | - |  |  | 2022-09-27 | 2022-11-16
375 | SPG-145 | THREAD PLUG GAUGE | THREADMASTER | 5/8"-11UNC-2B | 85565 | ANSI/ASME B1.2-1983 / MCL/WI/D-03 (ISSUE NO.2) | ± 0.001" | 2021-11-30 | 12 months | 2022-11-30 | Mirai | DM21/2626 | Gauge Room | TRUE | AE0136, RSC25P1334 | - |  |  | 2022-09-27 | 2022-11-16
376 | SPG-146 | THREAD PLUG GAUGE | THREADMASTER | 2-1/4"-12UN-2B | 85567 | ANSI/ASME B1.2-1983 | ± 0.001" | 2015-10-23 | 12 Months | 2016-10-22 | North Lab |  | Holding Area (Container Van) | HOLD | - | - |  |  | 2022-09-27 | 2016-10-08
377 | SPG-147 | THREAD RING GAUGE | THREADMASTER | 3-1/2"-12UN-2A | 85562 / 85563 | MCL/WI/D-03 / ASME B1.2-1983 | ± 0.001" | 2021-12-24 | 12 Months | 2022-12-24 | Mirai | DM21/2966 | Gauge Room | TRUE | AE0136 | - | 08.06.2022 |  | 2022-09-27 | 2022-12-10
378 | SPG-148 | LINE PIPE WORK PLUG GAUGE | PMC LONE STAR | 1/2"-14 LINE PIPE | P-74967 | API Q1& API 5B, MCL/WI/D-TPG 13 | 0.78286 ± 0.0006” 0.0714 ± 0.0003” 30° ± 10’ | 2021-09-27 | 12 Months | 2022-09-27 | Mirai | DM21/2044 | Gauge Room | FALSE | AE0136 RSC25P1334 | - |  |  | 2022-09-27 | 2022-09-13
379 | SPG-149 | ROTARY WORK PLUG & RING GAUGE | PMC LONE STAR | 4-1/2" I.F | P-75902 / R-75379 | API Q1, API-7-2 | ± 0.001" | 2016-04-18 | 12 Months | 2017-04-18 | North Lab |  | Holding Area (Container Van) | HOLD | - | - |  | Recommended to send to manufacturer for next calibration | 2022-09-27 | 2017-04-04
380 | SPG-150 | TAPER PLUG GAUGE | PMC | 1-1/4"-11.5NPT-L1 | 162384 | ANSI/ASME B1.2-20.2M-2006 / MCL/WI/D-03 (ISSUE NO.2) | ± 0.001" | 2021-11-30 | 12 months | 2022-11-30 | Mirai | DM21/2629 | Gauge Room | TRUE | RSC25P1334 AE0136 | - | 4.11.2022 8.6.2022 |  | 2022-09-27 | 2022-11-16
381 | SPG-151 | THREAD PLUG GAUGE | VERMONT GAGE | M16 X 2-6G | 1744910 | MCL/WI/D-03 / ASME B1.16M-1984 | ± 0.001" | 2021-12-24 | 12 Months | 2022-12-24 | Mirai | DM21/2973 | Gauge Room | TRUE | RSC25P1334 AE0136 | - | 4.11.2022 8.6.2022 |  | 2022-09-27 | 2022-12-10
382 | SPG-152 | THREAD PLUG GAUGE | VERMONT GAGE | M20 X 2.5-6G | 1744912 | MCL/WI/D-03 / ASME B1.16M-1984 | ± 0.001" | 2022-03-04 | 12 Months | 2023-03-04 | Mirai | DM22/0447 | Gauge Room | TRUE | RSC25P1334 AE0136 | - | 4.11.2022 8.6.2022 |  | 2022-09-27 | 2023-02-18
383 | SPG-153 | TAPER PLUG GAUGE | PMC LONE STAR | 1/8"-27NPT | 105217-1A | MCL/WI/D-02 / ASME B1.20.2M-2006 | ± 0.001" | 2022-01-04 | 12 Months | 2023-01-04 | Mirai | DM22/011 | Gauge Room | TRUE | RSC25P1334 AE0136 | - | 4.11.2022 8.6.2022 |  | 2022-09-27 | 2022-12-21
384 | SPG-154 | THREAD PLUG GAUGE | THREADMASTER | 5/8"-18UNF-2B | 103291 | ANSI/ASME B1.2-1983 / MCL/WI/D-03 (ISSUE NO.2) | ± 0.001" | 2021-11-30 | 12 months | 2022-11-30 | Mirai | DM21/2627 | Gauge Room | TRUE | AE0136, RSC25P1334 | - |  |  | 2022-09-27 | 2022-11-16
385 | SPG-155 | THREAD PLUG GAUGE | THREADMASTER | M95 X 2 ISO-6H | 61087 | ANSI/ASME B1.2-1983 | ± 0.001" | 2015-10-23 | 12 Months | 2016-10-22 | North Lab |  | Holding Area (Container Van) | HOLD | - | - |  |  | 2022-09-27 | 2016-10-08
386 | SPG-156 | THREAD PLUG GAUGE | THREADMASTER | 2" X 6 STUB ACME-2G | 107508 | MCL/WI/D-03 / ASME B1.2-1983 | ± 0.001" | 2022-04-06 | 12 Months | 2023-04-06 | Mirai | DM22/0677 | Gauge Room | TRUE | AE0136 RSC25P1334 | - | 08.06.2022 04.11.2022 |  | 2022-09-27 | 2023-03-23
387 | SPG-157 | THREAD PLUG GAUGE | PMC LONE STAR | 2-1/4"- 4ACME-2G | 121248-1A | ANSI Z540-1-1994 | ± 0.001" | 2014-12-12 | 12 Months | 2015-12-12 | North Lab |  | Holding Area (Yellow Box) | HOLD | - | - |  |  | 2022-09-27 | 2015-11-28
388 | SPG-158 | THREAD PLUG GAUGE | VERMONT GAGE | M12 X 1.75-6H | 1853845 | ASME B1.16M-1984 / MCL/WI/D-03 (ISSUE NO.2) | ± 0.001" | 2022-03-28 | 12 Months | 2023-03-28 | Mirai | DM22/0638 | Gauge Room | TRUE | AE0136 RSC25P1334 | - | 08.06.2022 04.11.2022 |  | 2022-09-27 | 2023-03-14
389 | SPG-159 | THREAD PLUG GAUGE | VERMONT GAGE | M30 X 2-6H | 1853847 | ASME B1.16M-1984 / MCL/WI/D-03 (ISSUE NO.2) | ± 0.001" | 2022-03-28 | 12 Months | 2023-03-28 | Mirai | DM22/0637 | Gauge Room | TRUE | AE0136 RSC25P1334 | - | 08.06.2022 04.11.2022 |  | 2022-09-27 | 2023-03-14
390 | SPG-160 | THREAD PLUG GAUGE | THREADMASTER | 2-3/4"-8UN-2B | 50574 | MCL/WI/D-03 / ASME B1.2-1983 | ± 0.001" | 2021-10-25 | 12 Months | 2022-10-25 | Mirai | DM21/2270 | Gauge Room | TRUE | AE0136 RSC25P1334 | - |  |  | 2022-09-27 | 2022-10-11
391 | SPG-161 | THREAD PLUG GAUGE | THREADMASTER | 3/4"-16UNF-2B | 123638 | ISO 17025 and Z540-1 | ± 0.001" | 2015-10-09 | 12 Months | 2016-10-08 | North Lab |  | Holding Area (Container Van) | HOLD | - | - |  |  | 2022-09-27 | 2016-09-24
392 | SPG-162 | THREAD PLUG GAUGE | THREADMASTER | 1"-8UN-2B | 122266 | ANSI/ASME B1.2-1983 / MCL/WI/D-03 (ISSUE NO.2) | ± 0.001" | 2021-11-30 | 12 months | 2022-11-30 | Mirai | DM21/2624 | Gauge Room | TRUE | AE0136, RSC25P1334 | - |  |  | 2022-09-27 | 2022-11-16
393 | SPG-163 | THREAD PLUG GAUGE | THREADMASTER | 1"-8UN-2B | 122265 | MCL/WI/D-03 / ASME B1.2:1983 | ± 0.001" | 2022-03-04 | 12 Months | 2023-03-04 | Mirai | DM22/0446 | Gauge Room | TRUE | AE0136 RSC25P1334 | - | 08.06.2022 04.11.2022 |  | 2022-09-27 | 2023-02-18
394 | SPG-164 | THREAD PLUG GAUGE | THREADMASTER | 1-1/8"-8UN-2B | 122267 | ANSI/ASME B1.2-1983 / MCL/WI/D-03 (ISSUE NO.2) | ± 0.001" | 2021-11-30 | 12 months | 2022-11-30 | Mirai | DM21/2623 | Gauge Room | TRUE | AE0136, RSC25P1334 | - |  |  | 2022-09-27 | 2022-11-16
395 | SPG-165 | THREAD PLUG GAUGE | THREADMASTER | 1-3/8"-8UN-2B | 122268 | ANSI/ASME B1.2-1983 / MCL/WI/D-03 (ISSUE NO.2) | ± 0.001" | 2021-11-30 | 12 months | 2022-11-30 | Mirai | DM21/2621 | Gauge Room | TRUE | AE0136, RSC25P1334 | - |  |  | 2022-09-27 | 2022-11-16
396 | SPG-166 | THREAD PLUG GAUGE | THREADMASTER | 1-1/4"-8UN-2B | 122269 | ANSI/ASME B1.2-1983 / MCL/WI/D-03 (ISSUE NO.2) | ± 0.001" | 2021-11-30 | 12 months | 2022-11-30 | Mirai | DM21/2622 | Gauge Room | TRUE | AE0136, RSC25P1334 | - |  |  | 2022-09-27 | 2022-11-16
397 | SPG-167 | THREAD PLUG GAUGE | THREADMASTER | 1/2"-13UNC-2B | 122273 | ASME B1.2:1983 / MCL/WI/D-03 (ISSUE NO.2) | ± 0.001" | 2021-11-30 | 12 months | 2022-11-30 | Mirai | DM21/2628 | Gauge Room | TRUE | AE0136, RSC25-1334 |  |  |  | 2022-09-27 | 2022-11-16
398 | SPG-168 | THREAD PLUG GAUGE | THREADMASTER | 1-1/2"-6UNC-2B | 122275 | ANSI/ASME B1.2-1983 / MCL/WI/D-03 (ISSUE NO.2) | ± 0.001" | 2021-11-30 | 12 months | 2022-11-30 | Mirai | DM21/2620 | Gauge Room | TRUE | AE0136, RSC25P1334 | - |  |  | 2022-09-27 | 2022-11-16
399 | SPG-169 | THREAD PLUG GAUGE | THREADMASTER | 2"-8UN-2B | 123071 | MCL/WI/D-03 / ASME B1.2:1983 | ± 0.001" | 2022-01-15 | 12 Months | 2023-01-15 | Mirai | DM22/0070 | Gauge Room | TRUE | RSC25P1334 AE0136 | - | 4.11.2022 8.6.2022 |  | 2022-09-27 | 2023-01-01
400 | SPG-170 | THREAD PLUG GAUGE (GO & NO GO) | THREADMASTER | 5-1/2"-8UN-2B | 122280 | MCL/WI/D-03 / ASME B1.2-1983 | ± 0.001" | 2022-06-28 | 12 Months | 2023-06-28 | Mirai | DM22/1389 | Gauge Room | TRUE | RSC25P1334 AE0136 | - | 4.11.2022 6.6.2023 |  | 2022-09-27 | 2023-06-14
401 | SPG-171 | THREAD PLUG GAUGE | THREADMASTER | 4-3/4"-8UN-2B | 78646 | ISO 17025 and Z540-1 | ± 0.001" | 2014-11-19 | 12 Months | 2015-11-19 | Threadmaster |  | Holding Area (Yellow Box) | HOLD | - | - |  |  | 2022-09-27 | 2015-11-05
402 | SPG-172 | THREAD PLUG GAUGE | THREADMASTER | 3-3/4"-8UN-2B | 122277 | MCL/WI/D-03 / ASME B1.2-1983 | ± 0.001" | 2021-12-24 | 12 Months | 2022-12-24 | Mirai | DM21/2967 | Gauge Room | TRUE | RSC25P1334 AE0136 | - | 4.11.2022 8.6.2022 |  | 2022-09-27 | 2022-12-10
403 | SPG-173 | THREAD PLUG GAUGE | THREADMASTER | 3"-8UN-2B | 122276 | MCL/WI/D-03 / ASME B1.2:1983 | ± 0.001" | 2022-01-14 | 12 Months | 2023-01-14 | Mirai | DM22/0071 | Gauge Room | TRUE | AE0136, RSC25P1334 | - | 08.06.2021 04.11.2022 |  | 2022-09-27 | 2022-12-31
404 | SPG-174 | THREAD PLUG GAUGE | THREADMASTER | 1-1/2"-8UN-2B | 77993 | ISO 17025 and Z540-1 | ± 0.001" | 2014-11-06 | 12 Months | 2015-11-06 | Threadmaster |  | Gauge Room | OUT OF CALIBRATION | - | - |  |  | 2022-09-27 | 2015-10-23
405 | SPG-175 | THREAD PLUG GAUGE | THREADMASTER | 1-5/8"-8UN-2B | 122270 | MCL/WI/D-03 / ASME B1.2-1983 | ± 0.001" | 2021-12-24 | 12 Months | 2022-12-24 | Mirai | DM21/2971 | Gauge Room | TRUE | RSC25P1334 AE0136 | - | 4.11.2022 8.6.2022 |  | 2022-09-27 | 2022-12-10
406 | SPG-176 | THREAD PLUG GAUGE | THREADMASTER | 1-3/4"-8UN-2B | 122271 | MCL/WI/D-03 / ASME B1.2-1983 | ± 0.001" | 2021-12-24 | 12 Months | 2022-12-24 | Mirai | DM21/2969 | Gauge Room | TRUE | RSC25P1334 AE0136 | - | 4.11.2022 8.6.2022 |  | 2022-09-27 | 2022-12-10
407 | SPG-177 | THREAD PLUG GAUGE | THREADMASTER | 4-1/4"-8UN-2B | 122278 | MCL/WI/D-03 / ASME B1.2-1983 | ± 0.001" | 2021-12-24 | 12 Months | 2022-12-24 | Mirai | DM21/2968 | Gauge Room | TRUE | RSC25P1334 AE0136 | - | 4.11.2022 8.6.2022 |  | 2022-09-27 | 2022-12-10
408 | SPG-178 | THREAD PLUG GAUGE | THREADMASTER | 1-1/4"-7UNC-2B | 122274 | MCL/WI/D-03 / ASME B1.2-1983 | ± 0.001" | 2021-12-24 | 12 Months | 2022-12-24 | Mirai | DM21/2972 | Gauge Room | TRUE | RSC25P1334 AE0136 | - | 4.11.2022 8.6.2022 |  | 2022-09-27 | 2022-12-10
409 | SPG-179 | THREAD PLUG GAUGE | THREADMASTER | 3/4"-10UNC-2B | 103456 | MCL/WI/D-03 / ASME B1.2-1983 | ± 0.001" | 2021-10-25 | 12 Months | 2022-10-25 | Mirai | DM21/2272 | Gauge Room | TRUE | AE0136, RSC25P1334 | - |  |  | 2022-09-27 | 2022-10-11
410 | SPG-180 | MODIFIED THREAD PLUG GAUGE (GO & NO GO) | PMC MERCURY | 6"-4MOD-S.A-3G | 135376-1A | ASME/ANSI B1.8 - 1988 & MCL/WI-D-03 | ± 0.001" | 2022-07-05 | 12 Months | 2023-07-05 | Mirai | DM22/1482 | Gauge Room | TRUE | AE0136 RSC25P1334 | - | 06.06.2023 04.11.2022 |  | 2022-09-27 | 2023-06-21
411 | SPG-181 | MODIFIED THREAD RING GAUGE (NO GO) | THREADMASTER | 4-3/4"-8UN-2A | 80547 | H28:1978 | ± 0.001" | 2015-01-09 | 12 Months | 2016-01-09 | Threadmaster |  | Holding Area (Yellow Box) | HOLD | - | - |  |  | 2022-09-27 | 2015-12-26
412 | SPG-182 | THREAD PLUG GAUGE | THREADMASTER | 2-1/4"-8UN-2B | -- | MCL/WI/D-03 / ASME B1.2:1983 | ± 0.001" | 2022-01-15 | 12 Months | 2023-01-15 | Mirai | DM22/0072 | Gauge Room | TRUE | AE0136, RSC25P1334 | - | 08.06.2021 04.11.2022 |  | 2022-09-27 | 2023-01-01
413 | SPG-183 | THREAD PLUG GAUGE | THREADMASTER | 2-1/4"-8UN-2B | 50056 | MCL/WI/D-03 / ASME B1.2-1983 | ± 0.001" | 2022-04-06 | 12 Months | 2023-04-06 | Mirai | DM22/0678 | Gauge Room | TRUE | AE0136 RSC25P1334 | - | 08.06.2022 04.11.2022 |  | 2022-09-27 | 2023-03-23
414 | SPG-184 | TAPER PLUG GAUGE | THREADMASTER | 1/4"-18NPT-L1 | 132097 | MCL/WI/D-02 & ASME B1.20.2M-2006 | ± 0.001" | 2022-04-24 | 12 Months | 2023-04-24 | Mirai | DM22/0833 | Gauge Room | TRUE | AE0136 RSC25P1334 | - | 08.06.2022 04.11.2022 |  | 2022-09-27 | 2023-04-10
415 | SPG-185 | THREAD PLUG GAUGE | TELFORD | M8 X 1.25-6G | TTGL | MCL/WI/D-03 / ASME B1.6M-1984 | ± 0.001" | 2022-04-23 | 12 Months | 2023-04-23 | Mirai | DM22/0829 | Gauge Room | TRUE | AE0136 RSC25P1334 | - | 08.06.2022 04.11.2022 |  | 2022-09-27 | 2023-04-09
416 | SPG-186 | LINE PIPE WORK PLUG GAUGE | HEMCO | 3/4"-14 API | 236007/1 | API Q1& API 5B | 0.98887 ± 0.0006” 0.0714 ± 0.0003” 30° ± 10’ | 2021-09-27 | 12 Months | 2022-09-27 | Mirai | DM21/2045 | Gauge Room | FALSE | AE0136, RSC25P1334 | - |  |  | 2022-09-27 | 2022-09-13
417 | SPG-187 | THREAD PLUG GAUGE | THREADMASTER | 2"-8UN-2B | 131840 | MCL/WI/D-03 / ASME B1.2-1983 | ± 0.001" | 2022-04-22 | 12 Months | 2023-04-22 | Mirai | DM22/0796 | Gauge Room | TRUE | AE0136 RSC25P1334 | - | 08.06.2022 04.11.2022 |  | 2022-09-27 | 2023-04-08
418 | SPG-188 | THREAD PLUG GAUGE (GO & NO GO) | THREADMASTER / TRETHREAD | 4-1/2"-8UN-2B | 134453 / AB08891 | SHE-WI-D005 / ANSI/ASME B1.2-1983 | ± 0.001" | 2022-05-22 | 12 Months | 2023-05-22 | Shikra Engineering | DLS-22050035-07 | Gauge Room | TRUE | 61 Q22016 | SHIKRA SHIKRA | 18.06.2022 25.08.2023 |  | 2022-09-27 | 2023-05-08
419 | SPG-189 | THREAD PLUG GAUGE (GO & NO GO) | THREADMASTER | 8"-4MOD-S.A.-3G | 154249 / 137748 | ASME/ANSI B1.8 - 1988 & MCL/WI-D-03 | ± 0.001" | 2022-07-05 | 12 Months | 2023-07-05 | Mirai | DM22/1481 | Gauge Room | TRUE | AE0136 RSC25P1334 | - | 06.06.2023 04.11.2022 |  | 2022-09-27 | 2023-06-21
420 | SPG-190 | THREAD PLUG GAUGE | PMC MERCURY | 3"-4MOD-S.A-2G | -- | ASME/ANSI B1.8 - 1988 & MCL/WI-D-03 | ± 0.001" | 2022-07-05 | 12 Months | 2023-07-05 | Mirai | DM22/1483 | Gauge Room | TRUE | AE0136 RSC25P1334 | - | 06.06.2023 04.11.2022 |  | 2022-09-27 | 2023-06-21
421 | SPG-191 | THREAD RING GAUGE (GO) | THREADMASTER | 4-3/4"-8UN-2A | 94901 | -- | ± 0.001" | 2015-12-16 | 12 Months | 2016-12-15 | Threadmaster |  | Holding Area (Container Van) | HOLD | - | - |  |  | 2022-09-27 | 2016-12-01
422 | HP-01 | HAND PUMP WITH PRESSURE GAUGE, LOW HEIGHT CYLINDER & 2 PCS HYDRAULIC JACK UNIT | ENERPAC | 0 - 10,000 PSI / 30 TON | GF-230P / B2713K / HP-03-02 | MCL/WI/M-05 / BS EN 837-1:1998 & DKD-R-6-1 / API 6A, 16A | ± 1.0 % of F.S | 2022-04-25 | 12 Months | 2023-04-25 | Mirai | SAC/PL22/1981 PL22/0107 PL22/0106 | Chiew | TRUE | 5361944 | BLP2106378-1S | 05.10.2022 |  | 2022-09-27 | 2023-04-11
423 | HP-02 | FORCE GAUGE WITH HYDRAULIC JACK | POWER TEAM | 0 - 100 TON | -- |  | ± 1.0 % of F.S | 2013-09-09 | 12 Months | 2014-09-09 | North Lab |  | Fitting | SCRAP | - | - |  |  | 2022-09-27 | 2014-08-26
424 | HP-03 | HAND PUMP WITH PRESSURE GAUGE & 2 PCS HYDRAULIC JACK UNIT | ENERPAC | 0 - 10,000 PSI / 30 TON | PM-2 / GF-230P / RCS 302-B2713K / RCS 302-B2713K | Northlab Seams | ± 1.0 % of F.S | 2019-04-17 | 12 Months | 2020-04-16 | North Lab |  | Fitting | HOLD | - | - |  |  | 2022-09-27 | 2020-04-02
425 | HP-04 | RADIOLINK PLUS LOAD CELL | STRAIGHT POINT | 25 Tonne | 14881 / 16947711 | QAD-SL-10 / ISO 7500-1:2018€ Part 1 | Refer Cert | 2022-06-29 | 12 Months | 2023-06-29 | DNV | TC1425056 CTR1-1 | Fitting | TRUE | 16947711 ALM140012 10003523 | - | - |  | 2022-09-27 | 2023-06-15
426 | DP-02 | DIGITAL PROTRACTOR | MITUTOYO | 360 DEG (90° x 4) | 07041475 | MCL/WI-D12 | 0.2 deg | 2021-09-26 | 12 Months | 2022-09-26 | Mirai | DM21/2040 | QC Office Cabinet (1) | FALSE | 606000697 SP-001 | - |  |  | 2022-09-27 | 2022-09-12
427 | DP-03 | DIGITAL PROTRACTOR | MITUTOYO | 0 - 90 DEG | 12056193 | BS1685:2008 | 0.2 deg | 2014-12-22 | 12 Months | 2015-12-22 | Min Deng |  | Anandan | SCRAP | - | - |  |  | 2022-09-27 | 2015-12-08
428 | DP-04 | DIGITAL PROTRACTOR | MITUTOYO | 0 - 360 DEG (90 DEG x 4) | 13010878 | BS 1685:2008 / MCL/WI/D-22 | 0.2 deg | 2021-11-30 | 12 Months | 2022-11-30 | Mirai | DM21/2631 | Welding Shop | TRUE | MIR-AGB, SP-001 | - |  |  | 2022-09-27 | 2022-11-16
429 | DFT-01 | DRY FILM THICKNESS GAUGE [COATING THICKNESS GAUGE] | ELCOMETER | 0 - 1500 µm | GK99962-142 | SEAMS-0023:2008 | 3% | 2014-09-25 | 3 years | 2017-09-24 | North Lab |  | Chiew | HOLD | - | - |  |  | 2022-09-27 | 2017-09-10
430 | ELM-03 | MAGNETIC SURFACE TEMPERATURE GAUGE | ELCOMETER | -35 to 55 0C | -- | QWI/713 Rev 7 | 10°C | 2015-09-15 | 12 Months | 2016-09-14 | North Lab |  | Chiew | SCRAP | - | - |  |  | 2022-09-27 | 2016-08-31
431 | ELM-04 | MAGNETIC SURFACE TEMPERATURE GAUGE | ELCOMETER | -25 to 55 0C | LH03719 | QWI | 10 C | 2014-08-21 | 12 Months | 2015-08-21 | North Lab |  | Chiew | SCRAP | - | - |  |  | 2022-09-27 | 2015-08-07
432 | DFT-02 | DRY FILM THICKNESS GAUGE [COATING THICKNESS GAUGE] | ELCOMETER | 0 - 1500 µm | T456CF1S / LH03719 | SEAMS-0023:2008 | 3% | 2017-08-22 | 3 years | 2020-08-22 | Mirai | DMSR20-0035 | Chiew | HOLD | - | - |  | FAULTY 26.08.2020 - FOR SERVICE REPAIR | 2022-09-27 | 2020-08-08
433 | MPIM-01 | MPI COIL MACHINE | MAGNAFLUX | -- | 209155 | ASTM E1444 | 10 % / 50A | 2022-08-12 | 6 Months | 2023-02-12 | Micro Tech | 202208C066 | MPI Booth | TRUE | 871III (72500702) 2034 | NIST NIST | 22.12.2022 12.11.2022 |  | 2022-09-27 | 2023-01-29
434 | F3 | FURNACE | CHINO / EH 100-12 | 420 C / 720 C | REFER CERT | API 6A/16A | 8°C | 2022-03-11 | 12 Months | 2023-03-11 | SGS | 10524167 / 1.1 | Workshop | TRUE | S5R909048 (GP10) | - | 02.11.2022 |  | 2022-09-27 | 2023-02-25
435 | F4 | FURNACE | CHINO / EH 3000 | 420 C / 720 C | REFER CERT | API6A/16A | 8°C | 2022-02-17 | 12 Months | 2023-02-17 | SGS | 10531208/1.1 | Workshop | TRUE | S5R909048 (GP10) | - | 02.11.2022 |  | 2022-09-27 | 2023-02-03
436 | CMM-01 | FARO ARM (8 FT) | FARO | 8 FT | P08-02-07-40622 | ASME B89.4.22-2004 | ± 0.025 mm / 0.036 mm | 2022-01-05 | 12 Months | 2023-01-05 | FARO | P08020740622-20220105-607 am | QC (Tools Room) | TRUE | 4070 4069 3284 5914 4731 | 8cec4b75-023c-6586-e7c6-00a128e1cc6d 8cec4b75-023c-6586-4f75-00a128ed5c7e BLT2101769-1s 20-298-02156 21-363-02369 | 04.07.2022 04.07.2022 01.04.2022 04.07.2022 28.02.2023 |  | 2022-09-27 | 2022-12-22
437 | CMM-02 | FARO ARM (12 FT) | FARO | 12 FT | P12-02-07-40689 | ASME B89.4.22-2004 | ± 0.061 mm / 0.086 mm | 2019-07-10 | 12 Months | 2020-07-09 | FARO | P12020740689-20190710-829A | QC (Tools Room) | SCRAP | - | - |  | FAULTY 04.03.2020 - FOR SERVICE / REPAIR / TRADE-IN | 2022-09-27 | 2020-06-25
438 | BG-002 | BALL GAUGE | CAMERON | 0.25" | HH69 | Northlab Seams | 0.0001" | 2015-02-24 | 12 Months | 2016-02-24 | North Lab |  | QC Cabinet | SCRAP | - | - |  |  | 2022-09-27 | 2016-02-10
439 | BG-005 | BALL GAUGE | CAMERON | 0.5" | HH64 | Northlab Seams | 0.0001" | 2013-10-24 | 12 Months | 2014-10-24 | North Lab |  | Production | SCRAP | - | - |  |  | 2022-09-27 | 2014-10-10
440 | BG-009 | BALL GAUGE | CAMERON | 0.25" | HH68 | Northlab Seams | 0.0001" | 2014-10-29 | 12 Months | 2015-10-29 | North Lab |  | QC Cabinet | SCRAP | - | - |  |  | 2022-09-27 | 2015-10-15
441 | BG-010 | BALL GAUGE | CAMERON | 0.25" | FF26 | FSD-51 | 0.0001" | 2013-11-26 | 12 Months | 2014-11-26 | Bestlabs |  | QC Cabinet | SCRAP | - | - |  |  | 2022-09-27 | 2014-11-12
442 | BG-011 | BALL GAUGE | CAMERON | 0.25" | KK72 | MCL/WI/D-24 / MFR | 0.0001" | 2022-04-06 | 12 Months | 2023-04-06 | Mirai | DM22/0676 | QC Office Cabinet | TRUE | AE0136 | - | 08.06.2022 |  | 2022-09-27 | 2023-03-23
443 | BG-012 | BALL GAUGE | CAMERON | 0.5" | KK32 | FSD-51 | 0.0001" | 2015-10-08 | 12 Months | 2016-10-07 | Bestlabs |  | Holding Area | HOLD | - | - |  |  | 2022-09-27 | 2016-09-23
444 | BG-013 | BALL GAUGE | CAMERON | 0.5" | JJ13 | FSD-51 | 0.0001" | 2016-01-30 | 12 Months | 2017-01-29 | Bestlabs |  | Holding Area | HOLD | - | - |  |  | 2022-09-27 | 2017-01-15
445 | BG-014 | BALL GAUGE | CAMERON | 0.25" | VV21 | Northlab Seams | 0.0001" | 2015-05-30 | 12 Months | 2016-05-29 | North Lab |  | Holding Area | HOLD | - | - |  |  | 2022-09-27 | 2016-05-15
446 | BG-016 | BALL GAUGE | CAMERON | 0.25" | PP60 | Northlab Seams | 0.0001" | 2014-05-14 | 12 Months | 2015-05-14 | North Lab |  | Production | SCRAP | - | - |  |  | 2022-09-27 | 2015-04-30
447 | BG-017 | BALL GAUGE | CAMERON | 0.188" | MS(4K) | BS 969 : 2008 | 0.0001" | 2015-05-14 | 12 Months | 2016-05-13 | North Lab |  | Holding Area | HOLD | - | - |  |  | 2022-09-27 | 2016-04-29
448 | BG-018 | BALL GAUGE | CAMERON | 0.188" | UU52 | FSD-51 | 0.0001" | 2014-05-06 | 12 Months | 2015-05-06 | Bestlabs |  | Production | SCRAP | - | - |  |  | 2022-09-27 | 2015-04-22
449 | BG-019 | BALL GAUGE | CAMERON | 0.125" | PP11 | BS 969 : 2008 | 0.0001" | 2015-05-14 | 12 Months | 2016-05-13 | North Lab |  | Holding Area | HOLD | - | - |  | Item missing | 2022-09-27 | 2016-04-29
450 | BG-022 | BALL GAUGE | CAMERON | 0.188" | PP-08 | FSD-51 | 0.0001" | 2015-10-08 | 12 Months | 2016-10-07 | Bestlabs |  | Holding Area | HOLD | - | - |  |  | 2022-09-27 | 2016-09-23
451 | BG-023 | BALL GAUGE | CAMERON | 0.125" | PP-12 | FSD-51 | 0.0001" | 2013-09-24 | 12 Months | 2014-09-24 | Bestlabs |  | Production | SCRAP | - | - |  |  | 2022-09-27 | 2014-09-10
452 | BG-024 | BALL GAUGE | CAMERON | 0.25" | 23GG/24GG | FSD-51 | 0.0001" | 2016-10-24 | 12 Months | 2017-10-24 | Bestlabs |  | Holding Area (Container Van) | HOLD | - | - |  |  | 2022-09-27 | 2017-10-10
453 | BG-025 | BALL GAUGE | CAMERON | 0.5" | 53 BB | FSD-51 | 0.0001" | 2015-11-17 | 12 Months | 2016-11-16 | Bestlabs |  | Holding Area | HOLD | - | - |  |  | 2022-09-27 | 2016-11-02
454 | BG-026 | BALL GAUGE | CAMERON | 0.25" | 78BB | MCL/WI/D-24 / MFR | 0.0001" | 2022-03-04 | 12 Months | 2023-03-04 | Mirai | DM22/0452 | Production Tool Room | TRUE | AE0136 | - | 08.06.2022 |  | 2022-09-27 | 2023-02-18
455 | BG-027 | BALL GAUGE | CAMERON | 0.25" | 07NN | MCL/WI/D-24 / MFR | 0.0001" | 2022-03-04 | 12 Months | 2023-03-04 | Mirai | DM22/0451 | Production Tool Room | TRUE | AE0136 | - | 12.06.2021 |  | 2022-09-27 | 2023-02-18
456 | OVTHK-01 | DUALSCOPE FMP20 WITH THREE PROBE TYPE (SINGLE: FGB2; DOUBLE: FKB10 & FKB25) | FISCHER | 0 - 5 mm / 0 - 8 mm / 0 - 15 mm | Scope S/No.: SN090004483; FGB2 S/No.: 0308S00001; FKB10 S/No.: 0712GG0028; FKB25 S/No.: 0818G00011 | Fischer STD | Refer to Fischer Probe Accuracy | 2022-03-15 | 12 Months | 2023-03-14 | Fischer | CL4768-22, CL4767-22, CL4769-22 | QC (Open Cabinet) | TRUE | - | - | - |  | 2022-09-27 | 2023-02-28
457 | SGB-01 | GAUGE BLOCKS | MITUTOYO | 0.5 mm - 100 mm | 0507488 | MCL/WI/D-52 / JIS B 7506-2004 | Grade 2 (±0.003MM) | 2022-04-06 | 12 Months | 2023-04-06 | Mirai | DM22/0675 | Gauge Room | TRUE | AE0136 | - | 08.06.2022 |  | 2022-09-27 | 2023-03-23
458 | SGB-02 | GAUGE BLOCKS | MITUTOYO | 0.105" - 1.000" | 303755 | MCL/WI/D-52 / JIS B 7506-2004 | Grade 1 (±0.00004") | 2022-04-06 | 12 Months | 2023-04-06 | Mirai | DM22/0691 | Gauge Room | TRUE | AE0136 | - | 08.06.2022 |  | 2022-09-27 | 2023-03-23
459 | GMIC-02 | GROOVE MICROMETER | MITUTOYO | 0 - 25 mm | 01563 | BS 6365:2008 / MCL/WI/D-44 | 0.02 mm | 2021-10-25 | 12 Months | 2022-10-25 | Mirai | DM21/2276 | Gauge Room | TRUE | 802731 | - | 12.04.2023 |  | 2022-09-27 | 2022-10-11
460 | GMIC-03 | GROOVE MICROMETER | MITUTOYO | 0 - 25 mm | 11429 | JIS B 7515:1982 / MCL/WI/D-15 | 0.02 mm | 2022-03-28 | 12 Months | 2023-03-28 | Mirai | DM22/0634 | Gauge Room | TRUE | 7414852 | - | 03.02.2024 |  | 2022-09-27 | 2023-03-14
461 | DCG-01 | DIAL CALIPER GAUGE | MITUTOYO | 15 - 65 mm | AA13J159 | SEAMS 0004 | 0.05 mm | 2015-05-14 | 12 Months | 2016-05-13 | North Lab |  | Holding Area | HOLD | - | - |  |  | 2022-09-27 | 2016-04-29
462 | DCG-02 | DIAL CALIPER GAUGE | MITUTOYO | 5 - 15 mm | 804 | FSD-03 | 0.02 mm | 2014-05-05 | 12 Months | 2015-05-05 | Bestlabs |  | Gauge Room | SCRAP | - | - |  |  | 2022-09-27 | 2015-04-21
463 | DCG-03 | DIAL CALIPER GAUGE | MITUTOYO | 40 - 60 mm | AA36H027 | FSD-03 | 0.03 mm | 2015-06-09 | 12 Months | 2016-06-08 | Bestlabs |  | Holding Area | HOLD | - | - |  |  | 2022-09-27 | 2016-05-25
464 | DCG-04 | DIAL CALIPER GAUGE | MITUTOYO | 20 - 40 mm | AB22H161 | FSD-03 | 0.03 mm | 2015-06-09 | 12 Months | 2016-06-08 | Bestlabs |  | Holding Area | HOLD | - | - |  |  | 2022-09-27 | 2016-05-25
465 | DCG-05 | DIAL CALIPER GAUGE | MITUTOYO | 40 - 50 mm | AA11H140 | FSD-03 | 0.02 mm | 2015-06-09 | 12 Months | 2016-06-08 | Bestlabs |  | Holding Area | HOLD | - | - |  |  | 2022-09-27 | 2016-05-25
466 | DCG-06 | DIAL CALIPER GAUGE | MITUTOYO | 70 - 120 mm | AB39H182 | FSD-03 | 0.05 mm | 2016-01-26 | 12 Months | 2017-01-26 | Bestlabs |  | Gauge Room | SCRAP | - | - |  |  | 2022-09-27 | 2017-01-12
467 | BVP-01 | BEVEL PROTRACTOR | MITUTOYO | 150,300 mm | 1859 | FSD-19 | 5 mins | 2016-05-23 | 12 Months | 2017-05-23 | Bestlabs |  | QC (Blue Storage Cabinet) | HOLD | - | - |  |  | 2022-09-27 | 2017-05-09
468 | BVP-02 | BEVEL PROTRACTOR | MITUTOYO | 300 mm / 90° | 083293 | SHE-WI-D032 / BS 1685:2008 | ± 5 mins (0.0833°) | 2022-05-22 | 12 Months | 2023-05-22 | Shikra Engineering | DLS-22050035-01 | QC (Blue Storage Cabinet) | TRUE | Q22016 5312029 DL-044 MV-850914 | SHIKRA SHIKRA OPUS(UK) SHIKRA | 25.08.2023 25.08.2022 16.03.2024 22.03.2023 |  | 2022-09-27 | 2023-05-08
469 | MUG-01 | MULLER GAGE | MULLER GAGES CO | 0 - 0.125" | SFK081 | FSD-08 | 0.02 mm / 0.05 mm | 2015-10-17 | 12 Months | 2016-10-16 | Bestlabs |  | Holding Area (Container Van) | HOLD | - | - |  |  | 2022-09-27 | 2016-10-02
470 | MUG-02 | MULLER GAGE | MULLER GAGES CO | 0 - 0.125" | SDJ320 | FSD-08 | 0.02 mm / 0.05 mm | 2015-10-17 | 12 Months | 2016-10-16 | Bestlabs |  | Holding Area (Container Van) | HOLD | - | - |  |  | 2022-09-27 | 2016-10-02
471 | MUG-04 | MULLER GAGE | MULLER GAGES CO | BX-158 | DG-17 | FSD-08 | 0.02 mm / 0.05 mm | 2014-07-21 | 12 Months | 2015-07-21 | Bestlabs |  | Gauge Room | SCRAP | - | - |  |  | 2022-09-27 | 2015-07-07
472 | MUG-06 | MULLER GAGE | MULLER GAGES CO | 0 - 0.25" | LHU648 | FSD-08 | 0.02 mm / 0.05 mm | 2013-08-12 | 12 Months | 2014-08-12 | Bestlabs |  | Gauge Room | SCRAP | - | - |  |  | 2022-09-27 | 2014-07-29
473 | MUG-07 | MULLER GAGE | MULLER GAGES CO | BX-158 | MET967 | FSD-08 | 0.02 mm / 0.05 mm | 2015-08-18 | 12 Months | 2016-08-17 | Bestlabs |  | Holding Area (Container Van) | HOLD | - | - |  |  | 2022-09-27 | 2016-08-03
474 | MUG-08 | MULLER GAGE | MULLER GAGES CO | 0 - 0.125" | MET959 | FSD-08 | 0.02 mm / 0.05 mm | 2015-08-18 | 12 Months | 2016-08-17 | Bestlabs |  | Holding Area (Container Van) | HOLD | - | - |  |  | 2022-09-27 | 2016-08-03
475 | MUG-09 | MULLER GAGE | MULLER GAGES CO | BX-164 | MET954 | FSD-08 | 0.02 mm / 0.05 mm | 2015-08-18 | 12 Months | 2016-08-17 | Bestlabs |  | Holding Area | HOLD | - | - |  |  | 2022-09-27 | 2016-08-03
476 | MUG-10 | MULLER GAGE | MULLER GAGES CO | 0 - 0.125" | SES899 | FSD-08 | 0.02 mm / 0.05 mm | 2014-05-05 | 12 Months | 2015-05-05 | Bestlabs |  | Gauge Room | SCRAP | - | - |  |  | 2022-09-27 | 2015-04-21
477 | MUG-11 | MULLER GAGE | MULLER GAGES CO | 0 - 0.125" | SES903 | BS 907:2008 | 0.02 mm / 0.05 mm | 2015-05-09 | 12 Months | 2016-05-08 | North Lab |  | Holding Area | HOLD | - | - |  |  | 2022-09-27 | 2016-04-24
478 | MUG-12 | MULLER GAGE | MULLER GAGES CO | 0 - 0.125" | SES898 | BS 870 : 2008 | 0.02 mm / 0.05 mm | 2015-05-09 | 12 Months | 2016-05-08 | North Lab |  | Holding Area | HOLD | - | - |  |  | 2022-09-27 | 2016-04-24
479 | MUG-13 | MULLER GAGE | MULLER GAGES CO | R-74 | SES907 | BS 907:2008 | 0.02 mm / 0.05 mm | 2015-05-09 | 12 Months | 2016-05-08 | North Lab |  | Holding Area | HOLD | - | - |  |  | 2022-09-27 | 2016-04-24
480 | MUG-14 | MULLER GAGE | MULLER GAGES CO | BX-164 | SES904 | BS 907:2008 | 0.02 mm / 0.05 mm | 2015-05-09 | 12 Months | 2016-05-08 | North Lab |  | Holding Area | HOLD | - | - |  |  | 2022-09-27 | 2016-04-24
481 | TW-02 | TORQUE WRENCH | TECNOGI | 500 - 2000 Nm | A66307 | FSM-10 | 4% | 2014-07-29 | 12 Months | 2015-07-29 | North Lab |  | Gauge Room | SCRAP | - | - |  |  | 2022-09-27 | 2015-07-15
482 | TW-03 | TORQUE WRENCH | BRITOOL | 140 - 560 Nm | L000082 | FSM-10 | 4% | 2014-08-05 | 12 Months | 2015-08-05 | North Lab |  | Gauge Room | SCRAP | - | - |  |  | 2022-09-27 | 2015-07-22
483 | TW-04 | TORQUE WRENCH | BRITOOL | 200 - 810 Nm | L000029 | FSM-10 | 4% | 2014-08-05 | 12 Months | 2015-08-05 | North Lab |  | Gauge Room | SCRAP | - | - |  |  | 2022-09-27 | 2015-07-22
484 | TW-05 | TORQUE WRENCH | ELORA | 60 - 330 Nm | 2007/292849 | FSM-10 | 4% | 2015-08-19 | 12 Months | 2016-08-18 | North Lab |  | Gauge Room | SCRAP | - | - |  |  | 2022-09-27 | 2016-08-04
485 | TW-06 | TORQUE WRENCH | BRITOOL | 12 - 68 Nm | K000561 | SHE-WI-TW001 / ISO 6789:2017 | ± 5% | 2022-04-26 | 12 Months | 2023-04-25 | Shikra Engineering | MLS-22040027-02 | Gauge Room | TRUE | 124125 | 38106S | 30.08.2022 |  | 2022-09-27 | 2023-04-11
486 | IT-6000 | INTERNAL TAPER GAUGE | GAGEMAKER | 0 - 1" | D112266 / NFB464 | BS 6265:2008 & MCL/WI/D-13 | ± 0.0007" | 2022-07-05 | 12 Months | 2023-07-05 | Mirai | DM22/1490 | Gauge Room | TRUE | AE0136 | - | 06.06.2023 |  | 2022-09-27 | 2023-06-21
487 | ET-7005 | EXTERNAL TAPER GAUGE | GAGEMAKER | 0 - 1" | F11651 / NZW029 | SHE-WI-D004 / JIS 7503:2017 | 0.0007" | 2022-09-13 | 12 Months | 2023-09-13 | Shikra Engineering | DLS-22080064-15 | Gauge Room | TRUE | 61 | - | 17.06.2023 |  | 2022-09-27 | 2023-08-30
488 | ET-7003 | EXTERNAL TAPER GAUGE | GAGEMAKER | 0 - 1" | LAZ966 | FSD-08 & JIS B 7503:2011 | 0.02 mm / 0.05 mm | 2018-08-29 | 12 Months | 2019-08-29 | Bestlabs |  | Yellow Box | HOLD | - | - |  |  | 2022-09-27 | 2019-08-15
489 | MT-01 | MEASURING TAPE | YH | 0 - 3.6 m | -- | FSD-16 | -- | 2015-02-10 | 12 Months | 2016-02-10 | Bestlabs |  | Holding Area | HOLD | - | - |  |  | 2022-09-27 | 2016-01-27
490 | MT-02 | MEASURING TAPE | YH | 0 - 6.5 m | -- | FSD-16 | -- | 2014-02-07 | 12 Months | 2015-02-07 | Bestlabs |  | QC (Open Cabinet) | SCRAP | - | - |  |  | 2022-09-27 | 2015-01-24
491 | MT-03 | MEASURING TAPE | YH | 0 - 10 m | -- | FSD-16 | -- | 2015-02-10 | 12 Months | 2016-02-10 | Bestlabs |  | Holding Area | HOLD | - | - |  |  | 2022-09-27 | 2016-01-27
492 | MT-04 | MEASURING TAPE | FISCO | 30 m/100 ft | -- | JIS B7516-2005 / MCL/WI/D-17 | 0.02 mm | 2021-10-25 | 12 Months | 2022-10-25 | Mirai | DM21/2275 | Anandan | TRUE | MCL-STR-100 CM | - |  |  | 2022-09-27 | 2022-10-11
493 | MT-05 | MEASURING TAPE | FISCO | 20 m/66 ft | -- | FSD-16 | -- | 2015-08-19 | 12 Months | 2016-08-18 | Bestlabs |  | Holding Area | HOLD | - | - |  |  | 2022-09-27 | 2016-08-04
494 | MT-06 | MEASURING TAPE | STANLEY | 0 - 8 m | 30-456 | FSD-16 | -- | 2015-04-23 | 12 Months | 2016-04-22 | Bestlabs |  | Holding Area | HOLD | - | - |  |  | 2022-09-27 | 2016-04-08
495 | MPIY-01 | MPI YOKE | PARKER RESEARCH CORP | AC YOKE | 8532 | ASTM E1444 | 10 lbs Block | 2015-06-13 | 6 Months | 2015-12-12 | NDT Instruments |  | Holding Area | HOLD | - | - |  |  | 2022-09-27 | 2015-11-28
496 | MPIY-02 | MPI YOKE | PARKER RESEARCH CORP | AC YOKE | 8533 | ASTM E1444 | 10 lbs Block | 2017-05-18 | 6 Months | 2017-11-17 | SNDT |  | Holding Area (Container Van) | HOLD | - | - |  |  | 2022-09-27 | 2017-11-03
497 | MPIY-06 | MPI YOKE | MAGNAFLUX | AC YOKE | 0848 | ASTM E1444 | 10 lbs Block | 2019-05-13 | 6 Months | 2019-11-12 | SNDT |  | QC (Blue Storage Cabinet) | SCRAP | - | - |  |  | 2022-09-27 | 2019-10-29
498 | MPIY-07 | MPI YOKE | MAGNAFLUX | AC YOKE | 12526 | ASTM E1444 | 10 lbs Block | 2016-11-19 | 6 Months | 2017-05-21 | SNDT |  | Holding Area (Container Van) | HOLD | - | - |  |  | 2022-09-27 | 2017-05-07
499 | MPIY-08 | MPI YOKE | MAGNAFLUX | -- | 458 | ASTM E1444 | -- | 2014-05-08 | 6 Months | 2014-11-06 | Micro Tech |  | QC (Blue Storage Cabinet) | SCRAP | - | - |  |  | 2022-09-27 | 2014-10-23
500 | MPIY-09 | MPI YOKE | MAGNAFLUX | AC YOKE | 3188 | ASTM E1444 | 10 lbs Block | 2021-03-29 | 6 Months | 2021-09-28 | SNDT | SNDT/EC/1175/21 | QC (Blue Storage Cabinet) | SCRAP | - | - |  | Faulty | 2022-09-27 | 2021-09-14
501 | SRT-01 | SURFACE ROUGHNESS TESTER (SJ-201) | MITUTOYO | -- | 217310707 | REFER CERT | -- | 2022-09-13 | 12 Months | 2023-09-13 | Shikra Engineering | DLS-22080064-04 | QC Office Cabinet (1) | TRUE | 39761000002 170282 | - | 10.03.2023 07.03.2023 |  | 2022-09-27 | 2023-08-30
| SRS-01 | SURFACE ROUGHNESS SPECIMEN | MITUTOYO | -- | 358720807 / 323690707 | REFER CERT | -- | 2022-09-13 | 12 Months | 2023-09-13 | Shikra Engineering | DLS-22080064-04 | QC Office Cabinet (1) | TRUE | 39761000002 170282 | - | 10.03.2023 07.03.2023 |  | 2022-09-27 | 2023-08-30
502 | DPM-01 | DEPTH MICROMETER | MITUTOYO | 0 - 4" | 819789 | BS 6468: 2008 | 0.03 mm / 0.001" | 2015-05-14 | 12 Months | 2016-05-13 | North Lab |  | Holding Area | HOLD | - | - |  |  | 2022-09-27 | 2016-04-29
503 | DPM-03 | DEPTH MICROMETER | MITUTOYO | 0 - 25 mm | 115925 | BS6468:2008 | 0.03 mm / 0.001" | 2014-10-13 | 12 Months | 2015-10-13 | North Lab |  | Gauge Room | SCRAP | - | - |  |  | 2022-09-27 | 2015-09-29
504 | TSP-01 | DIGITAL THERMOMETER WITH SURFACE PROBE | ACEZ | -- | 470438 | FST-08 | 10°C | 2015-06-03 | 12 Months | 2016-06-02 | Bestlabs |  | Holding Area (Yellow Box) | HOLD | - | - |  |  | 2022-09-27 | 2016-05-19
505 | GM-01 | GAUSS METER | MAGNAFLUX | 20 Gauss | 09-544 | ANSI/NCSL Z540-1 :1994 | ± 5% FULL SCALE DEFLECTION | 2015-10-06 | 6 Months | 2016-04-05 | Micro Tech |  | QC (Open Cabinet) | OUT OF CALIBRATION | - | - |  |  | 2022-09-27 | 2016-03-22
506 | OHT-01 | DUROMETER | TECLOCK | TYPE A | 79841 | SHE-WI-M006 / ASTM D2240-00 | 1 Div | 2022-09-13 | 12 Months | 2023-09-13 | Shikra Engineering | MLN-22080018-01 | QC Office Cabinet (1) | TRUE | 22104 & 22102 22101 | - | 05.01.2024 05.01.2024 |  | 2022-09-27 | 2023-08-30
507 | OHT-02 | DUROMETER | TECLOCK | TYPE D | 83028 | ASTM D 2240:2005 | 1 Div | 2016-08-24 | 12 Months | 2017-08-24 | North Lab |  | QC Cabinet | OUT OF CALIBRATION | - | - |  |  | 2022-09-27 | 2017-08-10
508 | DDG-01 | DIGIMATIC DEPTH GAUGE | MITUTOYO | 0 - 200 mm | 10473 | BS 6365:2008 | 0.03 mm / 0.02 mm" | 2015-04-02 | 12 Months | 2016-04-01 | North Lab |  | Holding Area | HOLD | - | - |  |  | 2022-09-27 | 2016-03-18
509 | THG-01 | THERMOHYGROMETER | MODEL NO. PMSH-09 | -10°C ~ +50°C / 20~99%RH | -- | MCL/WI-T06 | ± 2°C / ± 5% RH | 2021-09-23 | 12 Months | 2022-09-23 | Mirai | SAC/TL21/0591 | Gauge Room | FALSE | HCAL022K202388 | CS211709 |  |  | 2022-09-27 | 2022-09-09
510 | THG-02 | THERMOHYGROMETER | MODEL NO. PMSH-09 | -10°C ~ +50°C / 20~99%RH | -- | MCL/WI-T06 | ± 2°C / ± 5% RH | 2022-06-30 | 12 Months | 2023-06-30 | Mirai | TL22-0328 | QC (Tools Room) | TRUE | 52184059 | HYL202123119 | 28.08.2022 |  | 2022-09-27 | 2023-06-16
511 | THG-03 | THERMOHYGROMETER | MODEL NO. PMSH-09 | -10°C ~ +50°C / 20~99%RH | -- | QWI/713 Rev 9 | ± 2°C / ± 5% RH | 2015-06-24 | 12 Months | 2016-06-23 | North Lab |  | Painting | SCRAP | - | - |  |  | 2022-09-27 | 2016-06-09
512 | THG-04 | THERMOHYGROMETER | MODEL NO. PMSH-09 | -10°C ~ +50°C / 20~99%RH | -- | MCL/WI-T06 | ± 2°C / ± 5% RH | 2022-06-30 | 12 Months | 2023-06-30 | Mirai | TL22-0329 | QC Office | SCRAP | 52184059 | HYL202123119 | 28.08.2022 |  | 2022-09-27 | 2023-06-16
513 | THG-05 | THERMOHYGROMETER | MODEL NO. PMSH-09 | -10°C ~ +50°C / 20~99%RH | -- | MCL/WI-T06 | ± 2°C / ± 5% RH | 2022-06-30 | 12 Months | 2023-06-30 | Mirai | TL22/0330 | Store | TRUE | 52184059 | HYL202123119 | 28.08.2022 |  | 2022-09-27 | 2023-06-16
514 | THE-02 | THERMOHYGROMETER | KIMO | -- | 7083075 |  | -- | 2013-10-21 | 12 Months | 2014-10-21 | North Lab |  | Painting | OUT OF CALIBRATION | - | - |  |  | 2022-09-27 | 2014-10-07
515 | PDG - 02 | PITCH DEPTH GAUGE | GAGEMAKER | 0 - 0.2" | JLG221 | Northlab Seams | 0.001" | 2014-04-16 | 12 Months | 2015-04-16 | North Lab |  | Gauge Room | SCRAP | - | - |  |  | 2022-09-27 | 2015-04-02
516 | PDG - 03 | PITCH DEPTH GAUGE | GAGEMAKER | 0 - 0.5" | D131365 / RLK329 | MCL/WI/D-13 / BS 6265:2008 | 0.001" | 2022-04-22 | 12 Months | 2023-04-22 | Mirai | DM22/0805 | Gauge Room | TRUE | AE0136 | - | 12.06.2021 |  | 2022-09-27 | 2023-04-08
517 | IBG-01 | BORE GAUGE WITH DIAL INDICATOR | MITUTOYO | 160 - 250 mm | 319877 / DBD723 | MCL/WI-15 & ASME B89.1.10M:2001 | 0.02 mm / 0.05 mm | 2022-03-04 | 12 Months | 2023-03-04 | Mirai | DM22/0440 | Gauge Room | TRUE | AE0136 | - | 08.06.2022 |  | 2022-09-27 | 2023-02-18
518 | IBG-02 | BORE GAUGE WITH DIAL GAUGE | MITUTOYO | 35 - 60 mm | 748787 / MKX707 | BS 907:2008 | 0.02 mm / 0.05 mm | 2014-11-17 | 12 Months | 2015-11-17 | North Lab |  | Holding Area | HOLD | - | - |  |  | 2022-09-27 | 2015-11-03
519 | IBG-03 | BORE GAUGE WITH DIAL INDICATOR | MITUTOYO | 50 - 150 mm / 0 - 10 mm | 2196572 / RRB398 | ASME B89.1.10M:2001, MCL/WI-15 | 0.02 mm / 0.05 mm | 2021-09-27 | 12 Months | 2022-09-27 | Mirai | DM21/2049 | QC (Blue Storage Cabinet) | FALSE | 000641308 0802731 | - |  |  | 2022-09-27 | 2022-09-13
520 | IBG-04 | BORE GAUGE WITH DIAL INDICATOR | MITUTOYO | 18 - 35 mm / 0 - 10 mm | 3206181 / RWH227 | ASME B89.1.10M:2001, MCL/WI-15 | 0.02 mm / 0.05 mm | 2021-09-27 | 12 Months | 2022-09-27 | Mirai | DM21/2048 | QC (Blue Storage Cabinet) | FALSE | 000641308 0802731 | - |  |  | 2022-09-27 | 2022-09-13
521 | IBG-05 | BORE GAUGE WITH DIAL INDICATOR | MITUTOYO | 35 - 60 mm / 0 - 10 mm | 3213883 / SAQ286 | ASME B89.1.10M:2001, MCL/WI-15 | 0.02 mm / 0.05 mm | 2021-09-27 | 12 Months | 2022-09-27 | Mirai | DM21/2047 | QC (Blue Storage Cabinet) | FALSE | 000641308 0802731 | - |  |  | 2022-09-27 | 2022-09-13
522 | AP-01 | RADIOMETER | SPECTRONICS CORPORATION | 0 - 100 mW/cm² / 0 - 5300 Lux | 1815195 / 1944699 | CTTM - M32 & M33 : 2007 | ± 5% Max. F.S. value | 2021-11-16 | 6 Months | 2022-05-16 | Caltek | CTM 2502M-21 | QC Office Cabinet | HOLD | IL17005530 SED0339197 | - | - | Able Cal - Lux only, Mirai - Not capable | 2022-09-27 | 2022-05-02
523 | AP-02 | RADIOMETER | SPECTRONICS CORPORATION | 0 - 100 mW/cm² / 0 - 5300 Lux | 1914951 / 1914952 | CTTM - M32 & M33 : 2007 | ± 5% Max. F.S. value | 2022-05-18 | 6 Months | 2022-11-18 | Caltek | CTJ 22-3503 | QC (Open Cabinet) | TRUE | IL17005530 & SED0339197 IL17005530 & SED0051143 | - | - | Able Cal - Lux only, Mirai - Not capable | 2022-09-27 | 2022-11-04
524 | ITG-02 | INTERNAL TAPER GAUGE, PD GAUGE WITH EXTENSION RODS (MODEL: PD-6001) | GAGEMAKER | 0 - 0.5" | J13559 / RAP499 | JIS B7503-1997 | 0.02 mm / 0.05 mm | 2020-04-24 | 12 Months | 2021-04-24 | Mirai | DM20/0779 | Gauge Room | SCRAP | - | - |  |  | 2022-09-27 | 2021-04-10
525 | WG-01 | STEEL RULER & STANDARD TAPER GAUGE | DOUBLE ACE | -- | -- |  | -- | 2013-07-31 | 12 Months | 2014-07-31 | Bestlabs |  | QC | SCRAP | - | - |  |  | 2022-09-27 | 2014-07-17
526 | WG-02 | SPIRIT LEVEL | BMI ULTRASONIC | -- | 692020 | FSD-25 | -- | 2015-09-04 | 12 Months | 2016-09-03 | Bestlabs |  | Holding Area | HOLD | - | - |  |  | 2022-09-27 | 2016-08-20
527 | WG-03 | WELDING GAUGE | MITUTOYO | -- | 1005 |  | -- | 2013-07-31 | 12 Months | 2014-07-31 | Bestlabs |  | QC | SCRAP | - | - |  |  | 2022-09-27 | 2014-07-17
528 | WG-04 | MULTIPURPOSE WELDING GAUGE | GAL GAGE CO | -- | -- | Northlab Seams | -- | 2015-08-26 | 12 Months | 2016-08-25 | North Lab |  | Holding Area | HOLD | - | - |  |  | 2022-09-27 | 2016-08-11
529 | WG-05 | MULTIPURPOSE WELDING GAUGE | GAL GAGE CO | -- | -- | Northlab Seams | -- | 2014-08-14 | 12 Months | 2015-08-14 | North Lab |  | QC Cabinet | SCRAP | - | - |  |  | 2022-09-27 | 2015-07-31
530 | WG-06 | WELDING GAUGE | GAL GAGE CO | -- | -- | Northlab Seams | -- | 2014-08-14 | 12 Months | 2015-08-14 | North Lab |  | QC Cabinet | SCRAP | - | - |  |  | 2022-09-27 | 2015-07-31
531 | WG-07 | WELDING GAUGE | GAL GAGE CO | -- | -- |  | -- | 2013-08-07 | 12 Months | 2014-08-07 | Bestlabs |  | QC | SCRAP | - | - |  |  | 2022-09-27 | 2014-07-24
532 | WG-08 | ADJUSTABLE FILLET WELDING GAUGE | GAL GAGE CO | -- | -- | Northlab Seams | -- | 2015-08-26 | 12 Months | 2016-08-25 | North Lab |  | Holding Area | HOLD | - | - |  |  | 2022-09-27 | 2016-08-11
533 | WG-09 | WELDING FILLET GAUGE | GAL GAGE CO | -- | -- | FSD-51 | -- | 2015-09-04 | 12 Months | 2016-09-03 | Bestlabs |  | Holding Area | HOLD | - | - |  |  | 2022-09-27 | 2016-08-20
534 | WG-10 | STANDARD TAPER GAUGE | GAL GAGE CO | -- | -- | FSD-51 | -- | 2015-09-04 | 12 Months | 2016-09-03 | Bestlabs |  | Holding Area | HOLD | - | - |  |  | 2022-09-27 | 2016-08-20
535 | WG-11 | WELDING GAUGE | GAL GAGE CO | -- | -- | Northlab Seams | -- | 2015-08-26 | 12 Months | 2016-08-25 | North Lab |  | Holding Area | HOLD | - | - |  |  | 2022-09-27 | 2016-08-11
536 | WG-12 | WELDING GAUGE | GAL GAGE CO | -- | -- | FSD-51 | -- | 2015-09-04 | 12 Months | 2016-09-03 | Bestlabs |  | Holding Area | HOLD | - | - |  |  | 2022-09-27 | 2016-08-20
537 | WG-13 | WELDING GAUGE | -- | -- | -- |  | -- | 2013-08-02 | 12 Months | 2014-08-02 | Bestlabs |  | QC | SCRAP | - | - |  |  | 2022-09-27 | 2014-07-19
538 | DH-01 | DIGIMATIC HOLTEST | MITUTOYO | 40 - 50 mm | 216505 / 301585 | MCL/WI/D-37 & JIS B 7515:1982 | ± 0.003 mm | 2021-09-27 | 12 Months | 2022-09-27 | Mirai | DM21/2041 | QC Office Cabinet (1) | FALSE | MCL-RGS | - |  |  | 2022-09-27 | 2022-09-13
539 | DH-02 | DIGIMATIC HOLTEST | MITUTOYO | 12 - 16 mm | 301480 / 310254 | MCL/WI/D-37 / JIS B 7515:1982 | ± 0.002 mm | 2021-12-24 | 12 Months | 2022-12-24 | Mirai | DM21/2981 | QC Office Cabinet (1) | TRUE | MCL-RGS | - | 12.04.2022 |  | 2022-09-27 | 2022-12-10
540 | DH-03 | DIGIMATIC HOLTEST WITH SETTING RING | MITUTOYO | 0.5" - 0.65" 0.65" - 0.8" 0.8" - 1" 0.64994" / 0.79997" | 216533 / 255449 216555 / 256004 215083 / 254110 120415 / 120106 | SHE-WI-D024 / DIN863-4:1994-04 SHE-WI-D012 / BS 969:2008 | ± 0.0001" / ± 0.0001" / ± 0.00015" | 2022-05-22 | 12 Months | 2023-05-22 | Shikra Engineering | DLS-22050035-16 DLS-22050035-15 DLS-22050035-14 | QC Office Cabinet (1) | TRUE | DL-021 DL-022 61 444425 | SHIKRA SHIKRA SHIKRA MITUTOYO | 03.11.2022 04.11.2022 18.06.2022 13.04.2023 |  | 2022-09-27 | 2023-05-08
541 | DH-04 | DIGIMATIC HOLTEST | MITUTOYO | 30 - 40 mm | 307382 | FSD-24 | ± 0.003 mm | 2014-05-06 | 12 Months | 2015-05-06 | Bestlabs |  | Gauge Room (Drawer with lock) | SCRAP | - | - |  |  | 2022-09-27 | 2015-04-22
542 | DTI-11 | DIAL TEST INDICATOR | MITUTOYO | 0 - 0.5 mm | NTN575 | FSD-09 | 0.02 mm / 0.05 mm | 2013-09-24 | 12 Months | 2014-09-24 | Bestlabs |  | Production | SCRAP | - | - |  |  | 2022-09-27 | 2014-09-10
543 | DTI-12 | DIAL TEST INDICATOR | MITUTOYO | 0 - 0.5 mm | NTK680 | BS2795:1981 | 0.02 mm / 0.05 mm | 2014-10-29 | 12 Months | 2015-10-29 | North Lab |  | Production | SCRAP | - | - |  |  | 2022-09-27 | 2015-10-15
544 | DTI-13 | DIAL TEST INDICATOR | MITUTOYO | 0 - 0.5 mm | QNW650 | BS2795:1981 | 0.02 mm / 0.05 mm | 2013-10-25 | 12 Months | 2014-10-25 | North Lab |  | Production | SCRAP | - | - |  |  | 2022-09-27 | 2014-10-11
545 | DTI-14 | DIAL TEST INDICATOR | MITUTOYO | 0 - 0.5 mm | SEK150 | JIS B 7533:1990 | 0.02 mm / 0.05 mm | 2014-09-11 | 12 Months | 2015-09-11 | Mitutoyo |  | Production | SCRAP | - | - |  |  | 2022-09-27 | 2015-08-28
546 | DTI-15 | DIAL TEST INDICATOR | MITUTOYO | 0 - 0.5 mm | SEK152 | JIS B 7533:1990 | 0.02 mm / 0.05 mm | 2014-09-10 | 12 Months | 2015-09-10 | Mitutoyo |  | Production | SCRAP | - | - |  |  | 2022-09-27 | 2015-08-27
547 | DTI-16 | DIAL TEST INDICATOR | MITUTOYO | 0 - 0.5 mm | SEK153 | JIS B 7533:1990 | 0.02 mm / 0.05 mm | 2014-09-10 | 12 Months | 2015-09-10 | Mitutoyo |  | Production | SCRAP | - | - |  |  | 2022-09-27 | 2015-08-27
548 | DTI-17 | DIAL TEST INDICATOR | MITUTOYO | 0 - 0.5 mm | SEK154 | JIS B 7533:1990 | 0.02 mm / 0.05 mm | 2014-09-11 | 12 Months | 2015-09-11 | Mitutoyo |  | Production | SCRAP | - | - |  |  | 2022-09-27 | 2015-08-28
549 | DTI-18 | DIAL TEST INDICATOR | MITUTOYO | 0 - 0.5 mm | SEK155 | JIS B 7533:1990 | 0.02 mm / 0.05 mm | 2014-09-10 | 12 Months | 2015-09-10 | Mitutoyo |  | Production | SCRAP | - | - |  |  | 2022-09-27 | 2015-08-27
550 | DTI-19 | DIAL TEST INDICATOR | MITUTOYO | 0 - 0.5 mm | SEK156 | JIS B 7533:1990 | 0.02 mm / 0.05 mm | 2014-09-10 | 12 Months | 2015-09-10 | Mitutoyo |  | Production | SCRAP | - | - |  |  | 2022-09-27 | 2015-08-27
551 | DTI-20 | DIAL TEST INDICATOR | MITUTOYO | 0 - 0.5 mm | SEK157 | JIS B 7533:1990 | 0.02 mm / 0.05 mm | 2014-09-10 | 12 Months | 2015-09-10 | Mitutoyo |  | Production | SCRAP | - | - |  |  | 2022-09-27 | 2015-08-27
552 | DTI-21 | DIAL TEST INDICATOR | MITUTOYO | 0 - 0.5 mm | SEK172 | JIS B 7533:1990 | 0.02 mm / 0.05 mm | 2014-09-11 | 12 Months | 2015-09-11 | Mitutoyo |  | Production | SCRAP | - | - |  |  | 2022-09-27 | 2015-08-28
553 | DTI-22 | DIAL TEST INDICATOR | MITUTOYO | 0 - 0.5 mm | SEK176 | B7503-2017 & MCL/WI/D-13 (ISSUE NO.2) | ± 0.02 mm / 0.05 mm | 2021-11-16 | 12 Months | 2022-11-16 | Mirai | DM21/2485 | Production | TRUE | 000641308 | - |  |  | 2022-09-27 | 2022-11-02
554 | DTI-23 | DIAL TEST INDICATOR | MITUTOYO | 0 - 0.5 mm | SEK188 | JIS B 7533:1990 | 0.02 mm / 0.05 mm | 2014-09-10 | 12 Months | 2015-09-10 | Mitutoyo |  | Production | SCRAP | - | - |  |  | 2022-09-27 | 2015-08-27
555 | DTI-24 | DIAL TEST INDICATOR | MITUTOYO | 0 - 1 mm | NTN512 | MCL/WI/DI-13 / JIS B 7503 | 0.02 mm / 0.05 mm | 2021-06-14 | 12 Months | 2022-06-14 | Mirai | DM21/1102 | Production | HOLD | 000641308 | - |  |  | 2022-09-27 | 2022-05-31
556 | DTI-25 | DIAL TEST INDICATOR (BACK PLUNGER) | MITUTOYO | 0 - 5 mm | LJB691 | B7503-2017 & MCL/WI/D-13 (ISSUE NO.2) | 0.02 mm / 0.05 mm | 2021-11-16 | 12 Months | 2022-11-16 | Mirai | DM21/2474 | Production | TRUE | 000641308 | - |  |  | 2022-09-27 | 2022-11-02
557 | DTI-26 | DIAL TEST INDICATOR | MITUTOYO | 0 - 0.5 mm | QNW648 | FSD-09/JIS B 7533 | 0.02 mm / 0.05 mm | 2016-02-13 | 12 Months | 2017-02-12 | Bestlabs |  | Production | HOLD | - | - |  | Item missing | 2022-09-27 | 2017-01-29
558 | DTI-27 | DIAL TEST INDICATOR | MITUTOYO | 0 - 0.5 mm | QNW650 | B7503-1997 | 0.02 mm / 0.05 mm | 2020-03-11 | 12 Months | 2021-03-11 | Mirai | DM20/0449 | Production | HOLD | - | - |  |  | 2022-09-27 | 2021-02-25
559 | DTI-28 | DIAL TEST INDICATOR | MITUTOYO | 0 - 1 mm | NTN587 | BSD-09 / JIS 7533 | 0.02 mm / 0.05 mm | 2019-08-22 | 12 Months | 2020-08-21 | Bestlabs | BLD1905801-8 | Production | SCRAP | - | - |  |  | 2022-09-27 | 2020-08-07
560 | DTI-29 | DIAL TEST INDICATOR | MITUTOYO | 0 - 0.5 mm | NTK670 | FSD09/JIS 7533 | 0.02 mm / 0.05 mm | 2015-04-16 | 12 Months | 2016-04-15 | Bestlabs |  | Holding Area | HOLD | - | - |  |  | 2022-09-27 | 2016-04-01
561 | DTI-30 | DIAL TEST INDICATOR | MITUTOYO | 0 - 0.5 mm | QNW649 | B7503-2017 & MCL/WI/D-13 (ISSUE NO.2) | 0.02 mm / 0.05 mm | 2021-11-16 | 12 Months | 2022-11-16 | Mirai | DM21/2480 | Production | TRUE | 000641308 | - |  |  | 2022-09-27 | 2022-11-02
562 | DTI-31 | DIAL TEST INDICATOR | MITUTOYO | 0 - 1 mm | SEK153 | FSD-08 / JIS B 7533 | 0.02 mm / 0.05 mm | 2016-10-24 | 12 Months | 2017-10-24 | Bestlabs |  | VM1 | SCRAP | - | - |  |  | 2022-09-27 | 2017-10-10
563 | DTG-02 | DIAL THICKNESS GAUGE | ELCOMETER | 0 - 5 mm | Part No.: E124-3M; S/No.: GK 0024 | MCL/WI-D38 | ± 0.01 | 2021-11-30 | 12 Months | 2022-11-30 | Mirai | DM21/2630 | Holding Area | HOLD | 0802731 | - |  |  | 2022-09-27 | 2022-11-16
564 | ITHG-01 | INTERNAL THREAD HEIGHT GAGE | GAGEMAKER | 0 - 0.5" | E131781 / RGA545 | MCL/WI/D-02 / BS 870:2008 | 0.0007" | 2021-12-24 | 12 Months | 2022-12-24 | Mirai | DM21/2980 | Gauge Room | TRUE | AE0136 | - | 8.6.2022 |  | 2022-09-27 | 2022-12-10
565 | ETHG-01 | EXTERNAL THREAD HEIGHT GAGE, 0-100, T500C | GAGEMAKER / MODEL NO. TH-3001-V | 0 - 0.3" | K12823 / RAH447 | BS 6265:2008 & MCL/WI/D-13 | ± 0.0007" | 2022-07-05 | 12 Months | 2023-07-05 | Mirai | DM22/1488 | Gauge Room | TRUE | AE0136 | - | 06.06.2023 |  | 2022-09-27 | 2023-06-21
566 | ETHG-02 | EXTERNAL THREAD HEIGHT GAGE, 0-50-0, T500C | GAGEMAKER / MODEL NO. TH-3002-V | 0 - 0.3" | SM20FD0046 / RZH468 | BS 6265:2008 & MCL/WI/D-13 | ± 0.0007" | 2022-07-05 | 12 Months | 2023-07-05 | Mirai | DM22/1487 | Gauge Room | TRUE | AE0136 | - | 06.06.2023 |  | 2022-09-27 | 2023-06-21
567 | SLG-01 | SETTING LEAD GAGE | GAGEMAKER | LS-1007 2” TPF, 4 TPI | J121831 | Northlab Seams | -- | 2015-08-28 | 12 Months | 2016-08-27 | North Lab |  | Holding Area | HOLD | - | - |  |  | 2022-09-27 | 2016-08-13
568 | SLG-02 | SETTING LEAD GAGE | GAGEMAKER | LS-1008 3” TPF, EVEN PITCH | D138899 | Northlab Seams | -- | 2015-08-28 | 12 Months | 2016-08-27 | North Lab |  | Holding Area | HOLD | - | - |  |  | 2022-09-27 | 2016-08-13
569 | SLG-03 | SETTING LEAD GAGE | GAGEMAKER | LS-1009 3” TPF, 5 TPI | D131810 | Northlab Seams | -- | 2015-08-28 | 12 Months | 2016-08-27 | North Lab |  | Holding Area | HOLD | - | - |  |  | 2022-09-27 | 2016-08-13
570 | TPG-01 | THREAD PROFILE GAGE | GAGEMAKER | 4 TPI 2 TPF | J122311 | API Specification 5B, 6A & 7-2 | ± 0.0002” | 2015-08-06 | 12 Months | 2016-08-05 | North Lab |  | Holding Area | HOLD | - | - | - | Item missing | 2022-09-27 | 2016-07-22
571 | TPG-02 | THREAD PROFILE GAGE | GAGEMAKER | 2-3/8"-4-1/2" API REG 2-7/8"-4-1/2" API FULL | F111201 | API Specification 5B, 6A & 7-2 | ± 0.0002” | 2015-08-06 | 12 Months | 2016-08-05 | North Lab |  | Holding Area | HOLD | - | - | - |  | 2022-09-27 | 2016-07-22
572 | TPG-03 | THREAD PROFILE GAGE | GAGEMAKER | 6-5/8" API REGULAR 5-1/2"-6-5/8" API FULL HOLE | E133394 | API Specification 5B, 6A & 7-2 | ± 0.0002” | 2015-08-06 | 12 Months | 2016-08-05 | North Lab |  | Holding Area | HOLD | - | - | - |  | 2022-09-27 | 2016-07-22
573 | TPG-04 | THREAD PROFILE GAGE | GAGEMAKER | 5-1/2",7-5/8",8-5/8" API REGULAR | F11179 | API Specification 5B, 6A & 7-2 | ± 0.0002” | 2015-08-06 | 12 Months | 2016-08-05 | North Lab |  | Holding Area | HOLD | - | - | - |  | 2022-09-27 | 2016-07-22
574 | THS-01 | THREAD HEIGHT SETTING | GAGEMAKER | 2 TPF. 4 TPI, T072 | E133078 | FSD-51 | -- | 2015-08-20 | 12 Months | 2016-08-19 | Bestlabs |  | Holding Area | HOLD | - | - |  | Item missing | 2022-09-27 | 2016-08-05
575 | THS-02 | THREAD HEIGHT SETTING | GAGEMAKER | 2 TPF. 4 TPI, T044 | G122263 | FSD-51 | -- | 2015-08-20 | 12 Months | 2016-08-19 | Bestlabs |  | Holding Area | HOLD | - | - |  |  | 2022-09-27 | 2016-08-05
576 | THS-03 | THREAD HEIGHT SETTING | GAGEMAKER | 3 TPF. 4 TPI, T072 | C13157 | FSD-51 | -- | 2015-08-20 | 12 Months | 2016-08-19 | Bestlabs |  | Holding Area | HOLD | - | - |  |  | 2022-09-27 | 2016-08-05
577 | THS-04 | THREAD HEIGHT SETTING | GAGEMAKER | 3 TPF. 4 TPI, T044 | D13163 | FSD-51 | -- | 2015-08-20 | 12 Months | 2016-08-19 | Bestlabs |  | Holding Area | HOLD | - | - |  |  | 2022-09-27 | 2016-08-05
578 | THS-05 | THREAD HEIGHT SETTING | GAGEMAKER | 3 TPF. 5 TPI, T034 | B13804 | FSD-51 | -- | 2015-08-20 | 12 Months | 2016-08-19 | Bestlabs |  | Holding Area | HOLD | - | - |  |  | 2022-09-27 | 2016-08-05
579 | CL-1001 | CAMLOCK MICROMETER | GAGEMAKER | 0 - 1" | E122702/A133260 | BS 870 : 2008 | 0.0007" | 2014-12-10 | 12 Months | 2015-12-10 | Gagemaker |  | Holding Area | HOLD | - | - |  |  | 2022-09-27 | 2015-11-26
580 | CL-1002 | CAMLOCK MICROMETER | GAGEMAKER | 1" - 2" | E122705 / K132893 | MCL/WI/D-02 / BS 870:2008 | 0.0007" | 2021-12-24 | 12 Months | 2022-12-24 | Mirai | DM21/2978 | Gauge Room | TRUE | AE0136 | - | 8.6.2022 |  | 2022-09-27 | 2022-12-10
581 | PPJ-01 | PROFILE PROJECTOR | MITUTOYO | X :250 mm, Y :150 mm | 000021308 | JIS B 7184:1999 | ± (3 + 1L/25) µm | 2021-12-16 | 12 Months | 2022-12-15 | Mitutoyo | 77370 | Gauge Room | TRUE | 11276 100872 16157 EMS624 97050289 445703-02 91162677 | 668592 668594 661487 661947 61810 09969-0929-05193-CMDT/02 TL010175 |  |  | 2022-09-27 | 2022-12-01
582 | RG-01 | RING GAUGE | MITUTOYO | 39.996 mm | 121894 | MCL/WI/D-14 (ISSUE NO.1) | ± 0.0015 mm | 2021-09-27 | 12 Months | 2022-09-27 | Mirai | DM21/2043 | QC Office Cabinet (1) | FALSE | AE0136 | - |  |  | 2022-09-27 | 2022-09-13
583 | MT-3060-50 | MIC-TRAC | GAGEMAKER | 0 - 60" | A141168 | SHE-WI-D028 | 0.0005" | 2022-01-06 | 12 Months | 2023-01-05 | Shikra Engineering | DSN-22010001-01 | QC (Tools Room) | TRUE | 190040 P3982 2947/3013 | JINGSTONE(TAIWAN) MD (S'PORE) JINGSTONE(TAIWAN) | 23.03.2022 15.06.2022 27.09.2023 | Shikra - 450sgd | 2022-09-27 | 2022-12-22
584 | TF-PL | MIC-TRAC SETTING BLOCK | GAGEMAKER | -- | J132279 | MCL/WI-D06 | ± 0.0001" / 0.0002" | 2022-04-22 | 12 Months | 2023-04-22 | Mirai | DM22/0807 | QC (Tools Room) | TRUE | RSC25P1334 | - | 04.11.2022 |  | 2022-09-27 | 2023-04-08
585 | TF-BX1 | MIC-TRAC DOUBLE SIDED SETTING BLOCK | GAGEMAKER | 23 Deg | K13263 | MCL/WI-D06 | ± 0.0004" / 1 min (0.016°) | 2022-04-22 | 12 Months | 2023-04-22 | Mirai | DM22/0806 | QC (Tools Room) | TRUE | RSC25P1334 | - | 04.11.2022 |  | 2022-09-27 | 2023-04-08
586 | TF-BX2 | MIC-TRAC DOUBLE SIDED SETTING BLOCK | GAGEMAKER | 23 Deg | K13260 | MCL/WI-D06 | ± 0.0004" / 1 min (0.016°) | 2022-01-14 | 12 Months | 2023-01-14 | Mirai | DM22/0077 | QC (Tools Room) | TRUE | RSC25P1334 | - | 04.11.2022 |  | 2022-09-27 | 2022-12-31
587 | RG-02 | RING GAUGE | MITUTOYO | 39.997 mm | -- | BS 969 : 2008 | ± 0.0015 mm | 2015-04-07 | 12 Months | 2016-04-06 | North Lab |  | Holding Area (Container Van) | HOLD | - | - |  |  | 2022-09-27 | 2016-03-23
588 | RG-03 | RING GAUGE | MITUTOYO | 49.996 mm | 80010 | BS 969 : 2008 | ± 0.0015 mm | 2015-04-07 | 12 Months | 2016-04-06 | North Lab |  | Holding Area (Container Van) | HOLD | - | - |  |  | 2022-09-27 | 2016-03-23
589 | UT-02 | ULTRASONIC THICKNESS GAUGE | JFE ADVANTECH | 1 - 199.99 mm | 352365/M-085Q020 | SHE-WI-D043 | 0.05 mm / 0.2% | 2022-09-13 | 12 Months | 2023-09-13 | Shikra Engineering | DLS-22080064-02 | QC Office Cabinet (9) | TRUE | G853 | - | 28.01.2024 |  | 2022-09-27 | 2023-08-30
590 | PD-BX | BX/BXG BALL HEIGHT SETTING GAUGE, 1/2" x 1/2" U-NOTCH BASE | GAGEMAKER | Indicator 0.5" | SJJ469 | SHE-WI-D004 / JIS 7503:2017 | ± 0.0008" | 2022-09-13 | 12 Months | 2023-09-13 | Shikra Engineering | DLS-22080064-03 | QC (Tools Room) | TRUE | 61 | - | 17.06.2023 |  | 2022-09-27 | 2023-08-30
591 | KEMS-01 | KING ELECTRONIC MICROSCOPE | KING TESTER | 0 - 6.5 mm | KS-40338 | ASTM E10-18 (Class A) | 0.01 mm | 2021-09-15 | 12 Months | 2022-09-15 | Setsco | CM-175510/40/01 | QC (Blue Storage Cabinet) | FALSE | 12449 | 45564 |  | Shikra - 80sgd | 2022-09-27 | 2022-09-01
592 | RGG-01 | RING GROOVE GAUGE / BXG-1000 | GAGEMAKER | WIDTH / 0 - 0.25" | I141227 / TJH727 | MCL/WI/D-02 / BS 870:2008 | ± 0.0007" | 2022-03-04 | 12 Months | 2023-03-04 | Mirai | DM22/0442 | QC (Blue Storage Cabinet) | TRUE | 000641308 | - | 23.03.2022 |  | 2022-09-27 | 2023-02-18
593 | RGG-02 | RING GROOVE GAUGE / BX-1000 | GAGEMAKER | OD / 0 - 0.25" | I14790 / TMH213 | MCL/WI/D-02 / BS 870:2008 | ± 0.0007" | 2022-03-04 | 12 Months | 2023-03-04 | Mirai | DM22/0441 | QC (Blue Storage Cabinet) | TRUE | AE0136 | - | 08.06.2022 |  | 2022-09-27 | 2023-02-18
594 | RGG-03 | RING GROOVE GAUGE / BXG-1000 | GAGEMAKER | WIDTH / 0 - 0.25" | SM13EG0125 / ZYT408 | SHE-WI-D004 / JIS 7503:2017 | ± 0.0007" | 2022-05-22 | 12 Months | 2023-05-22 | Shikra Engineering | DLS-22050035-02 | Gauge Room (Production) | TRUE | 61 | SHIKRA | 18.06.2022 |  | 2022-09-27 | 2023-05-08
595 | RGG-04 | RING GROOVE GAUGE / BX-1000 | GAGEMAKER | OD / 0 - 0.25" | SM13EG0123 / ZYT412 | SHE-WI-D004 / JIS 7503:2017 | ± 0.0007" | 2022-05-22 | 12 Months | 2023-05-22 | Shikra Engineering | DLS-22050035-01 | Gauge Room (Production) | TRUE | 61 | SHIKRA | 18.06.2022 |  | 2022-09-27 | 2023-05-08
596 | RGG-05 | RING GROOVE GAUGE / BXG-1000 | GAGEMAKER | WIDTH / 0 - 0.25" | SM13EG0127 / ZYT406 | SHE-WI-D004 / JIS 7503:2017 | ± 0.0007" | 2022-05-24 | 12 Months | 2023-05-24 | Shikra Engineering | DLS-22050035-17 | Gauge Room / Test Bay | TRUE | 61 | SHIKRA | 18.06.2022 |  | 2022-09-27 | 2023-05-10
597 | RGG-06 | RING GROOVE GAUGE / BX-1000 | GAGEMAKER | OD / 0 - 0.25" | SM20BF0005 / YFG950 | MCL/WI/D-02 /BS 870:2008 | ± 0.0007" | 2022-04-06 | 12 Months | 2023-04-06 | Mirai | DM22/0689 | Gauge Room / Test Bay | TRUE | AE0136 | - | 08.06.2022 |  | 2022-09-27 | 2023-03-23
598 | RGG-07 | RING GROOVE GAUGE / BXG-1000 | GAGEMAKER | WIDTH / 0 - 0.25" | MC11CC0041 / UFA502 | MCL/WI/D-02 / BS 870:2008 | ± 0.0007" | 2021-12-24 | 12 Months | 2022-12-24 | Mirai | DM21/2979 | QC (Blue Storage Cabinet) | TRUE | AE0136 | - | 8.6.2022 |  | 2022-09-27 | 2022-12-10
599 | RGG-08 | RING GROOVE GAUGE / BX-1000 | GAGEMAKER | OD / 0 - 0.25" | SM31GC0010 / UGN108 | MCL/WI/D-02 / BS 870:2008 | ± 0.0007" | 2022-01-04 | 12 Months | 2023-01-04 | Mirai | DM22/0014 | QC (Blue Storage Cabinet) | TRUE | AE0136 | - | 8.6.2022 |  | 2022-09-27 | 2022-12-21
600 | RGG-09 | RING GROOVE GAUGE / BXG-1000 | GAGEMAKER | WIDTH / 0 - 0.25" | SM21 AD0069 / UMC831 | MCL/WI/D-02 /BS 870:2008 | ± 0.0007" | 2022-04-06 | 12 Months | 2023-04-06 | Mirai | DM22/0686 | QC (Blue Storage Cabinet) | TRUE | AE0136 | - | 08.06.2022 |  | 2022-09-27 | 2023-03-23
601 | RGG-10 | RING GROOVE GAUGE / BX-1000 | GAGEMAKER | OD / 0 - 0.25" | SM21 AD0073 / UQE597 | MCL/WI/D-02 /BS 870:2008 | ± 0.0007" | 2022-04-06 | 12 Months | 2023-04-06 | Mirai | DM22/0687 | QC (Blue Storage Cabinet) | TRUE | AE0136 | - | 08.06.2022 |  | 2022-09-27 | 2023-03-23
602 | RGG-11 | RING GROOVE GAUGE / BXG-1000 | GAGEMAKER | WIDTH / 0 - 0.25" | SM21 AD0070 / TYV875 | MCL/WI/D-02 /BS 870:2008 | ± 0.0007" | 2022-04-06 | 12 Months | 2023-04-06 | Mirai | DM22/0685 | Gauge Room / Test Bay | TRUE | AE0136 | - | 08.06.2022 |  | 2022-09-27 | 2023-03-23
603 | RGG-12 | RING GROOVE GAUGE / BX-1000 | GAGEMAKER | OD / 0 - 0.25" | SM21 AD0075 / UQE593 | MCL/WI/D-02 /BS 870:2008 | ± 0.0007" | 2022-04-06 | 12 Months | 2023-04-06 | Mirai | DM22/0688 | Gauge Room / Test Bay | TRUE | AE0136 | - | 08.06.2022 |  | 2022-09-27 | 2023-03-23
604 | VRC-165 | DIGIMATIC CALIPER | MITUTOYO | 0 - 300 mm | 0015107 | MCL/WI/D-01 (Issue No. 3) / JIS B7507:1993 | ± 0.02 mm | 2021-06-14 | 12 Months | 2022-06-14 | Mirai | DM21/1091 | Production | HOLD | 1002 XEU622 | - | 04.02.2022 01.07.2021 |  | 2022-09-27 | 2022-05-31
605 | DI-01 | DRIFT INSPECTION | MTQ | -- | -- | MTQ STD | + 0.01" / + 0.027" | 2021-08-12 | 12 Months | 2022-08-11 | MTQ | -- | Workshop | FALSE | - | - |  |  | 2022-09-27 | 2022-07-28
606 | DG-252 | DIAL GAUGE | MITUTOYO | 0 - 10 mm | TLF540 | MCL/WI/D-13 / B7503 | 0.02 mm / 0.05 mm | 2021-06-14 | 12 Months | 2022-06-14 | Mirai | DM21/1098 | Production | HOLD | 000641308 | - |  |  | 2022-09-27 | 2022-05-31
607 | DG-253 | DIAL GAUGE | MITUTOYO | 0 - 10 mm | VMY217 | MCL/WI/D-13 & JIS B 7503 | 0.02 mm / 0.05 mm | 2021-04-17 | 12 Months | 2022-04-17 | Mirai | DM21/0843 | Production | HOLD | 000641308 | - | 23.03.2022 |  | 2022-09-27 | 2022-04-03
608 | DG-254 | DIAL GAUGE | MITUTOYO | 0 - 10 mm | VMM798 | FSD-08 & JIS B 7503 | 0.02 mm / 0.05 mm | 2017-02-21 | 12 Months | 2018-02-21 | Bestlabs |  | B15 | SCRAP | - | - |  |  | 2022-09-27 | 2018-02-07
609 | DG-255 | DIAL GAUGE | MITUTOYO | 0 - 10 mm | VHB044 | MCL/WI/D-13 & JIS B 7503:2017 | 0.02 mm / 0.05 mm | 2022-04-22 | 12 Months | 2023-04-22 | Mirai | DM22/0802 | Production | TRUE | 000641308 | - | 23.03.2022 |  | 2022-09-27 | 2023-04-08
s | DG-256 | DIAL GAUGE | MITUTOYO | 0 - 10 mm | VMM797 | JIS B 7503 & B7533 | 0.02 mm / 0.05 mm | 2020-02-12 | 12 Months | 2021-02-12 | Able Cal | 074-20-6M | Production | SCRAP | - | - |  |  | 2022-09-27 | 2021-01-29
611 | DG-257 | DIAL GAUGE | MITUTOYO | 0 - 10 mm | VHB059 | JIS B7503:2017 & MCL/WI/D-13 (ISSUE NO.2) | 0.02 mm / 0.05 mm | 2021-11-16 | 12 Months | 2022-11-16 | Mirai | DM21/2466 | Production | TRUE | 000641308 | - |  |  | 2022-09-27 | 2022-11-02
612 | DG-258 | DIAL GAUGE | MITUTOYO | 0 - 10 mm | VMM794 | FSD-08 | 0.02 mm / 0.05 mm | 2016-02-17 | 12 Months | 2017-02-17 | Bestlabs |  | Production | SCRAP | - | - |  |  | 2022-09-27 | 2017-02-03
613 | DG-259 | DIAL GAUGE | MITUTOYO | 0 - 10 mm | VHB056 | JIS B7503:2017 & MCL/WI/D-13 (ISSUE NO.2) | 0.02 mm / 0.05 mm | 2021-11-16 | 12 Months | 2022-11-16 | Mirai | DM21/2464 | Production | TRUE | 000641308 | - |  |  | 2022-09-27 | 2022-11-02
614 | DG-260 | DIAL GAUGE | MITUTOYO | 0 - 10 mm | VHB060 | FSD-08 | 0.02 mm / 0.05 mm | 2016-02-17 | 12 Months | 2017-02-17 | Bestlabs |  | B10 | SCRAP | - | - |  |  | 2022-09-27 | 2017-02-03
615 | DG-261 | DIAL GAUGE | MITUTOYO | 0 - 10 mm | VHB058 | MCL/WI/D-13 & JIS B 7503:2017 | 0.02 mm / 0.05 mm | 2022-02-10 | 12 Months | 2023-02-10 | Mirai | DM22/0199 | Production | TRUE | 000641308 | - | 23.03.2022 |  | 2022-09-27 | 2023-01-27
616 | DTI-32 | DIAL TEST INDICATOR | MITUTOYO | 0 - 0.5 mm | SEK188 | B7503-2017 & MCL/WI/D-13 (ISSUE NO.2) | 0.02 mm / 0.05 mm | 2021-11-16 | 12 Months | 2022-11-16 | Mirai | DM21/2484 | Production | TRUE | 000641308 | - |  |  | 2022-09-27 | 2022-11-02
617 | DTI-33 | DIAL TEST INDICATOR | MITUTOYO | 0 - 0.5 mm | SEK155 | MCL/WI/D-13 & JIS B 7503 | 0.02 mm / 0.05 mm | 2021-04-17 | 12 Months | 2022-04-17 | Mirai |  |  | SCRAP |  |  |  |  | 2022-09-27 | 2022-04-03
618 | DTI-34 | DIAL TEST INDICATOR | MITUTOYO | 0 - 0.5 mm | SEK156 | MCL/WI/D-05 & JIS B 7533 | 0.02 mm / 0.05 mm | 2022-02-10 | 12 Months | 2023-02-10 | Mirai | DM22/0203 | Production | TRUE | 000641308 | - | 23.03.2022 |  | 2022-09-27 | 2023-01-27
619 | PG-107 | PRESSURE GAUGE | ROTOTHERM | 0 - 10,000 PSI | 0760PG120472 | WI-CAL-01 Rev 5 / BS EN 837-1:1998 / API 6A | ± 2.0% | 2019-06-27 | 12 Months | 2020-06-27 | Hydratech |  | Test Bay | SCRAP | - | - |  | Damaged 09/06/2020 | 2022-09-27 | 2020-06-13
620 | PG-108 | PRESSURE GAUGE | ROTOTHERM | 0 - 10,000 PSI | 0760PG120473 | MCL/WI/M-05 / BS EN 837-1:1998 & DKD-R-6-1 / API 6A & 16A | ± 2.0% | 2021-12-09 | 12 Months | 2022-12-09 | Mirai | SAC/PL21/5439 | Gauge Room / Test Bay | TRUE | 5361944 | BLP2106378-1S | 05.10.2022 |  | 2022-09-27 | 2022-11-25
621 | DG-262 | DIAL GAUGE | MITUTOYO | 0 - 10 mm | VHB055 | FSD-08 & JIS B 7503 | 0.02 mm / 0.05 mm | 2017-02-21 | 12 Months | 2018-02-21 | Bestlabs |  | B12 | SCRAP | - | - |  |  | 2022-09-27 | 2018-02-07
622 | RGG-13 | RING GROOVE GAUGE / BXG-1000 | GAGEMAKER | WIDTH / 0 - 0.25" | RT09CD0090 / VJZ439 | BS 907:2008 / MCL/WI/D-40 | ± 0.0007" | 2021-10-25 | 12 Months | 2022-10-25 | Mirai | DM21/2277 | Gauge Room / Test Bay | TRUE | AE0136 | - |  |  | 2022-09-27 | 2022-10-11
623 | RGG-14 | RING GROOVE GAUGE / BX-1000 | GAGEMAKER | OD / 0 - 0.25" | SM03LC0015 / UTB357 | MCL/WI/D-02 /BS 870:2008 | ± 0.0007" | 2022-04-06 | 12 Months | 2023-04-06 | Mirai | DM22/0690 | Gauge Room / Test Bay | TRUE | AE0136 | - | 08.06.2022 |  | 2022-09-27 | 2023-03-23
624 | GM-02 | GAUSS METER | MAGNAFLUX | 20 Gauss | 15-1431 | MCL/WI/E-03 | ± 5% FULL SCALE DEFLECTION | 2020-10-22 | 6 Months | 2021-04-22 | Mirai | EL20/0479 | QC (Open Cabinet) | SCRAP | - | - |  |  | 2022-09-27 | 2021-04-08
625 | SPG-192 | THREAD PLUG GAUGE | THREADMASTER | 1-1/2"-8UN-2B | 145347 | ASME B1.2:1983 / MCL/WI/D-03 (ISSUE NO.2) | ± 0.001" | 2022-03-28 | 12 Months | 2023-03-28 | Mirai | DM22/0636 | Gauge Room | TRUE | AE0136 RSC25P1334 | - | 08.06.2022 04.11.2022 |  | 2022-09-27 | 2023-03-14
626 | THG-06 | THERMOHYGROMETER | MODEL NO. PMSH-09 | -10°C ~ +50°C / 20~99%RH | -- | MCL/WI-T06 | ± 2°C / ± 5% RH | 2022-06-30 | 12 Months | 2023-06-30 | Mirai | TL22-0331 | Painting | TRUE | 52184059 | HYL202123119 | 28.08.2022 |  | 2022-09-27 | 2023-06-16
627 | THG-07 | THERMOHYGROMETER | MODEL NO. PMSH-09 | -10°C ~ +50°C / 20~99%RH | -- | MCL/WI-T06 | ± 2°C / ± 5% RH | 2022-06-30 | 12 Months | 2023-06-30 | Mirai | TL22/0332 | Store | TRUE | 52184059 | HYL202123119 | 28.08.2022 |  | 2022-09-27 | 2023-06-16
628 | IDM-54 | INTERNAL STICK MICROMETER | MITUTOYO | 2 - 60" | 0005446 | BS 959:2008, MCL/WI/D-09 (ISSUE NO.3) | ± 0.0019" | 2021-10-08 | 12 Months | 2022-10-08 | Mirai | DM21/2167 | QC Office Cabinet (1) | FALSE | AE0136 | - |  |  | 2022-09-27 | 2022-09-24
630 | DG-263 | DIAL GAUGE | MITUTOYO | 0 - 10 mm | WLL022 | MCL/WI/D-13 & JIS B 7503 | 0.02 mm / 0.05 mm | 2021-02-05 | 12 Months | 2022-02-05 | Mirai | DM21/0191 | Production | HOLD | 000641308 | - | 23.03.2022 |  | 2022-09-27 | 2022-01-22
631 | DG-264 | DIAL GAUGE | MITUTOYO | 0 - 10 mm | WLL034 | FSD-08 & JIS B 7503:2011 | 0.02 mm / 0.05 mm | 2019-01-29 | 12 Months | 2020-01-28 | Bestlabs |  | Production | SCRAP | - | - |  |  | 2022-09-27 | 2020-01-14
632 | DG-265 | DIAL GAUGE | MITUTOYO | 0 - 10 mm | WLL038 | JIS B7503:2017 & MCL/WI/D-13 (ISSUE NO.2) | 0.02 mm / 0.05 mm | 2021-11-16 | 12 Months | 2022-11-16 | Mirai | DM21/2470 | Production | TRUE | 000641308 | - |  |  | 2022-09-27 | 2022-11-02
633 | DG-266 | DIAL GAUGE | MITUTOYO | 0 - 10 mm | WLL039 | JIS B7503:2017 & MCL/WI/D-13 (ISSUE NO.2) | ± 0.02 mm / 0.05 mm | 2021-11-16 | 12 Months | 2022-11-16 | Mirai | DM21/2472 | Production | TRUE | 000641308 | - |  |  | 2022-09-27 | 2022-11-02
634 | DG-267 | DIAL GAUGE | MITUTOYO | 0 - 10 mm | WLL042 | BSD-08 | 0.02 mm / 0.05 mm | 2019-12-18 | 12 Months | 2020-12-17 | Bestlabs | BLD1909010-23 | Production | SCRAP | - | - |  |  | 2022-09-27 | 2020-12-03
635 | VRC-166 | VERNIER CALIPER | MITUTOYO | 0 - 12" | 14510564 | BS EN ISO 13385-2:2011 | ± 0.001" | 2020-11-27 | 12 Months | 2021-11-27 | Mirai | DM20/2754 | Production | SCRAP | - | - |  |  | 2022-09-27 | 2021-11-13
636 | VRC-167 | VERNIER CALIPER | MITUTOYO | 0 - 12" | 14510596 | BS EN ISO 13385-2:2011 | ± 0.001" | 2020-11-27 | 12 Months | 2021-11-27 | Mirai | DM20/2755 | Production | HOLD | - | - |  |  | 2022-09-27 | 2021-11-13
637 | VRC-168 | VERNIER CALIPER | MITUTOYO | 0 - 12" | 14510584 | BS 887 : 2008 | ± 0.001" | 2021-02-04 | 12 Months | 2022-02-04 | Mirai | DM21/0183 | Production | HOLD | 1002 XEU622 | - |  |  | 2022-09-27 | 2022-01-21
638 | VRC-169 | VERNIER CALIPER | MITUTOYO | 0 - 12" | 14506790 | MCL/WI/D-01 & BS 887:2008 | ± 0.001" | 2021-04-17 | 12 Months | 2022-04-17 | Mirai | DM21/0859 | Production | HOLD | 1002 XEU622 | - |  |  | 2022-09-27 | 2022-04-03
639 | VRC-170 | VERNIER CALIPER | MITUTOYO | 0 - 12" | 14510562 | MCL/WI/D-01 & BS 887:2008 | ± 0.001" | 2021-04-17 | 12 Months | 2022-04-17 | Mirai | DM21/0852 | Production | HOLD | 1002 XEU622 | - |  |  | 2022-09-27 | 2022-04-03
640 | DG-137 | DIAL GAUGE | MITUTOYO | 0 - 10 mm | PDX198 | FSD-08 & JIS B7503:2011 | 0.02 mm / 0.05 mm | 2019-01-24 | 12 Months | 2020-01-24 | Bestlabs |  | Production | SCRAP | - | - |  |  | 2022-09-27 | 2020-01-10
641 | SPG-193 | TAPER PLUG GAUGE | THREADMASTER | 1/2"-14NPT-L1 | 140340 | SHE-WI-D047 / ANSI/ASME B.1.20.1 | ± 0.001" | 2022-09-13 | 12 Months | 2023-09-13 | Shikra Engineering | DLS-22080064-09 | Gauge Room | TRUE | 61 350005 | - | 17.06.2023 21.04.2024 |  | 2022-09-27 | 2023-08-30
642 | DG-268 | DIAL GAUGE | MITUTOYO | 0 - 10 mm | FKV826 | FSD-08 & JIS B 7503 | 0.02 mm / 0.05 mm | 2018-02-22 | 12 Months | 2019-02-22 | Bestlabs |  | Red tag Box | SCRAP | - | - |  |  | 2022-09-27 | 2019-02-08
643 | DG-269 | DIAL GAUGE | MITUTOYO | 0 - 10 mm | JLZ856 | FSD-08 & JIS B 7503 | 0.02 mm / 0.05 mm | 2018-01-23 | 12 Months | 2019-01-23 | Bestlabs |  | B12 | SCRAP | - | - |  |  | 2022-09-27 | 2019-01-09
644 | VRC-171 | VERNIER CALIPER | MITUTOYO | 0 - 12" | 14510610 | BS 887 : 2008 | ± 0.001" | 2021-02-04 | 12 Months | 2022-02-04 | Mirai | DM21/0180 | Production | HOLD | 1002 XEU622 | - |  |  | 2022-09-27 | 2022-01-21
645 | VRC-172 | VERNIER CALIPER | MITUTOYO | 0 - 12" | 14513432 | BS EN ISO 13385-2:2011 | ± 0.001" | 2020-11-27 | 12 Months | 2021-11-27 | Mirai | DM20/2752 | Production | SCRAP | - | - |  |  | 2022-09-27 | 2021-11-13
646 | VRC-173 | VERNIER CALIPER | MITUTOYO | 0 - 12" | 14513410 | BS 887 : 2008 | ± 0.001" | 2021-02-04 | 12 Months | 2022-02-04 | Mirai | DM21/0177 | Production | HOLD | 1002 XEU622 | - |  |  | 2022-09-27 | 2022-01-21
647 | VRC-174 | VERNIER CALIPER | MITUTOYO | 0 - 12" | 14513453 | BS 887 : 2008 | ± 0.001" | 2021-02-04 | 12 Months | 2022-02-04 | Mirai | DM21/0182 | Production | HOLD | 1002 XEU622 | - |  |  | 2022-09-27 | 2022-01-21
648 | VRC-175 | VERNIER CALIPER | MITUTOYO | 0 - 12" | 14513414 | MCL/WI/D-01 / BS 887:2008 | ± 0.001" | 2021-06-14 | 12 Months | 2022-06-14 | Mirai | DM21/1088 | Production | HOLD | 1002 XEU622 | - |  |  | 2022-09-27 | 2022-05-31
649 | TW-07 | TORQUE WRENCH | PRECISION INSTRUMENTS | 50 - 250 lb.ft. | M3R250FC / 9508 | MCL/WI/M-10 & ISO 6789-2:2017 | ± 5% | 2022-04-26 | 12 Months | 2023-04-25 | Shikra Engineering | MLS-22040027-04 | Gauge Room | TRUE | 124125 | 38106S | 30.08.2022 |  | 2022-09-27 | 2023-04-11
650 | GM-03 | GAUSS METER | MAGNAFLUX | 20 Gauss | 17-997 | ANSI/NCSL Z540-1 :1994 | ± 5% FULL SCALE DEFLECTION | 2017-11-02 | 6 Months | 2018-05-01 | Micro Tech |  | QC (Open Cabinet) | OUT OF CALIBRATION | - | - |  |  | 2022-09-27 | 2018-04-17
651 | DTI-35 | DIAL TEST INDICATOR | MITUTOYO | 0 - 0.5 mm | KXP265 | MCL/WI/D-13 & JIS B 7503:2017 | 0.02 mm / 0.05 mm | 2022-03-04 | 12 Months | 2023-03-04 | Mirai | DM22/0449 | Production | TRUE | 000641308 | - | 23.03.2022 |  | 2022-09-27 | 2023-02-18
652 | DTI-36 | DIAL TEST INDICATOR | MITUTOYO | 0 - 0.5 mm | RWM070 | MCL/WI/DI-13 / JIS B 7503 | 0.02 mm / 0.05 mm | 2021-06-14 | 12 Months | 2022-06-14 | Mirai | DM21/1100 | Production | HOLD | 000641308 | - |  |  | 2022-09-27 | 2022-05-31
653 | DTI-37 | DIAL TEST INDICATOR | MITUTOYO | 0 - 0.5 mm | KUN660 | FSD-09 & JIS B 7533:1990 | 0.02 mm / 0.05 mm | 2019-06-15 | 12 Months | 2020-06-14 | Bestlabs |  | Production | HOLD | - | - |  |  | 2022-09-27 | 2020-05-31
654 | DTI-38 | DIAL TEST INDICATOR | MITUTOYO | 0 - 0.5 mm | QKA234 | MCL/WI/DI-13 / JIS B 7503 | 0.02 mm / 0.05 mm | 2021-06-14 | 12 Months | 2022-06-14 | Mirai | DM21/1101 | Production | HOLD | 000641308 | - |  |  | 2022-09-27 | 2022-05-31
655 | DTI-39 | DIAL TEST INDICATOR | MITUTOYO | 0 - 0.5 mm | SDA043 | B7503-2017 & MCL/WI/D-13 (ISSUE NO.2) | 0.02 mm / 0.05 mm | 2021-11-16 | 12 Months | 2022-11-16 | Mirai | DM21/2483 | Production | TRUE | 000641308 | - |  |  | 2022-09-27 | 2022-11-02
656 | VRC-176 | DIGIMATIC CALIPER | MITUTOYO | 0 - 6" / 0 - 150 mm | B16293102 | MCL/WI/D-01 / BS 887:2008 | ± 0.001" / 0.02 mm | 2022-06-14 | 12 Months | 2023-06-14 | Mirai | DM22/1256 | QC (Blue Storage Cabinet) | SCRAP | 1002 XEU622 | - | 25.01.2024 01.07.2022 |  | 2022-09-27 | 2023-05-31
657 | VRC-177 | DIGIMATIC CALIPER | MITUTOYO | 0 - 12" / 0 - 300 mm | 1004195 | MCL/WI/D-01 / BS 887:2008 | ± 0.001" / 0.02 mm | 2022-06-14 | 12 Months | 2023-06-14 | Mirai | DM22/1257 | QC (Blue Storage Cabinet) | TRUE | 1002 XEU622 | - | 25.01.2024 01.07.2022 |  | 2022-09-27 | 2023-05-31
658 | SPG-194 | THREAD PLUG GAUGE | THREADMASTER | M10 X 1.5 ISO-6H | 174550 | ASME B1.16M-1984 / MCL/WI/D-03 | ± 0.001" | 2021-12-24 | 12 Months | 2022-12-24 | Mirai | DM21/2974 | Gauge Room | TRUE | RSC25P1334 AE0136 | - | 4.1.2022 8.6.2022 |  | 2022-09-27 | 2022-12-10
659 | TW-08 | TORQUE WRENCH (INTERCHANGEABLE WITH PUSH TYPE RATCHET HEAD & RING INSERT TOOLS) | PROTOOLS | 51.6 - 243.4 lb.ft. / 60 - 340 Nm | AH03768 / 1703625823 | MCL/WI/M-10 & ISO 6789-2:2017 | ± 5% | 2022-01-28 | 12 Months | 2023-01-28 | Mirai | SAC/TQ22/0114 | Gauge Room | TRUE | 65893 66322 | 39251S 39263S | 21.01.2023 25.1.2023 |  | 2022-09-27 | 2023-01-14
660 | VRC-178 | VERNIER CALIPER | MITUTOYO | 0 - 12" | 15531579 | BS EN ISO 13385-2:2011 | ± 0.001" | 2020-11-27 | 12 Months | 2021-11-27 | Mirai | DM20/2789 | Production | HOLD | - | - |  |  | 2022-09-27 | 2021-11-13
661 | VRC-179 | VERNIER CALIPER | MITUTOYO | 0 - 12" | 15531567 | MCL/WI/D-01 & BS 887:2008 | ± 0.001" | 2021-04-17 | 12 Months | 2022-04-17 | Mirai | DM21/0850 | Production | HOLD | 1002 XEU622 | - |  |  | 2022-09-27 | 2022-04-03
662 | VRC-180 | VERNIER CALIPER | MITUTOYO | 0 - 12" | 15529644 | BS EN ISO 13385-2:2011 | ± 0.001" | 2020-11-27 | 12 Months | 2021-11-27 | Mirai | DM20/2753 | Production | HOLD | - | - |  |  | 2022-09-27 | 2021-11-13
663 | VRC-181 | VERNIER CALIPER | MITUTOYO | 0 - 12" | 15529110 | BS EN ISO 13385-2:2011 | ± 0.001" | 2020-11-27 | 12 Months | 2021-11-27 | Mirai | DM20/2758 | Production | SCRAP | - | - |  |  | 2022-09-27 | 2021-11-13
664 | VRC-182 | VERNIER CALIPER | MITUTOYO | 0 - 12" | 15531561 | BS EN ISO 13385-2:2011 | ± 0.001" | 2020-11-27 | 12 Months | 2021-11-27 | Mirai | DM20/2757 | Production | HOLD | - | - |  |  | 2022-09-27 | 2021-11-13
665 | TW-09 | TORQUE WRENCH | TECNOGI | 4 - 24 lbs ft / 5 - 33 Nm | H005555 | SHE-WI-TW001 / ISO 6789:2017 | ± 5% | 2022-04-26 | 12 Months | 2023-04-25 | Shikra Engineering | MLS-22040027-01 | Gauge Room | TRUE | 126782 | 38104S | 29.08.022 |  | 2022-09-27 | 2023-04-11
666 | TW-10 | TORQUE WRENCH | TECNOGI | 10 - 50 lbs ft / 12 - 68 Nm | G005839 | SHE-WI-TW001 / ISO 6789:2017 | ± 5% | 2022-04-26 | 12 Months | 2023-04-25 | Shikra Engineering | MLS-22040027-03 | Gauge Room | TRUE | 124125 | 38106S | 30.08.2022 |  | 2022-09-27 | 2023-04-11
667 | TW-11 | TORQUE WRENCH | TECNOGI | 40 - 180 lbs ft / 50 - 250 Nm | I007905 | ISO-6789 | ± 5% | 2017-12-13 | 36 Months | 2018-12-13 | Tecnogi |  | Gauge Room | SCRAP | - | - |  | Out of Spec | 2022-09-27 | 2018-11-29
668 | TW-12 | TORQUE WRENCH | TECNOGI | 60 - 440 lbs ft / 100 - 600 Nm | H010788 | SHE-WI-TW001 / ISO 6789:2017 | ± 5% | 2022-04-26 | 12 Months | 2023-04-25 | Shikra Engineering | MLS-22040027-05 | Gauge Room | TRUE | 124125 | 38106S | 30.08.2022 |  | 2022-09-27 | 2023-04-11
669 | PRR-18 | PRESSURE RECORDER | BARTON | 0 - 3,000 PSI | 242E / 12105797802 | MCL/WI/M-05 / BS EN 837-1:1998 / API 6A | ± 1% | 2021-12-01 | 12 Months | 2022-12-01 | Mirai | SAC/PL21/5334 | Gauge Room / Test Bay | TRUE | 10285290 | - | 05.10.2022 |  | 2022-09-27 | 2022-11-17
670 | PRR-19 | PRESSURE RECORDER (API 6A) | BARTON | 0 - 300 PSI | 242E / 12105712901 | SHE-WI-P001 / ISO / IEC GUIDE 98-3:2008 | ± 1% | 2022-04-27 | 12 Months | 2023-04-26 | Shikra Engineering | PLS-22040093-01 | Gauge Room / Test Bay | TRUE | 4295725 | SHIKRA | 22.11.2022 |  | 2022-09-27 | 2023-04-12
671 | PG-109 | PRESSURE GAUGE (API 6A) | G & A | 0 - 230 PSI / 0- 16 bar | E160725020 | MCL/WI/M-05 / BS EN 837-1:1998 & DKD-R-6-1 / API 6A & 16A | ± 1% | 2022-07-01 | 3 Months | 2022-10-01 | Mirai | SAC/PL22/3413 | Gauge Room / Test Bay | FALSE | 3722842 | 495-22-1PS | 25.04.2023 |  | 2022-09-27 | 2022-09-17
672 | PG-110 | DIGITAL PRESSURE GAUGE | AEP | 0 - 2000 bar | BIT02B / 926307 | MCL/WI/M-05 / BS EN 837-1:1998 & DKD-R-6-1 | ± 0.2% linearity & hysteresis | 2022-06-16 | 12 Months | 2023-06-16 | Mirai | SAC/PL22/2920 | Gauge Room / Test Bay | TRUE | 700150602 | CM-190538/10/01 | 08.12.2022 |  | 2022-09-27 | 2023-06-02
673 | SPG-195 | TAPER PLUG GAUGE | THREADMASTER | 1/2"-14NPT-L1 | 1297 | ANSI/ASME B1.20.2M-2006 & MCL/WI/D-03 | ± 0.001" | 2022-07-05 | 12 Months | 2023-07-05 | Mirai | DM22/1484 | Gauge Room | TRUE | AE0136 RSC25P1334 | - | 06.06.2023 04.11.2022 |  | 2022-09-27 | 2023-06-21
674 | MT-07 | MEASURING TAPE | STANLEY | 15m / 50 ft | -- | ACS-WI-01, JIS B 7516:2005 | ± 4.6 mm | 2021-09-03 | 12 Months | 2022-09-03 | Able Cal | 1075-21-1M | QC Office Cabinet | SCRAP | 1207 | - |  |  | 2022-09-27 | 2022-08-20
675 | MT-08 | MEASURING TAPE | RUI XIANG | 0 - 7.5 m | -- | ACS-WI-01, JIS B 7516:2005 | ± 4.6 mm | 2021-09-03 | 12 Months | 2022-09-03 | Able Cal | 1075-21-2M | QC Office Cabinet | HOLD | 1207 | - |  |  | 2022-09-27 | 2022-08-20
676 | ELM-05 | MAGNETIC SURFACE TEMPERATURE GAUGE | ELCOMETER | -35 to 55 0C | G113-1/0417 | MCL/WI/T-05 | 10 °C | 2021-08-31 | 12 Months | 2022-08-31 | Mirai | TL21/0636 | Indra | FALSE | 401015-1 1630038 150511555 | CM-140413/20/1 E22687 TL09280 |  |  | 2022-09-27 | 2022-08-17
677 | ELM-06 | MAGNETIC SURFACE TEMPERATURE GAUGE | ELCOMETER | -35 to 55 0C | ZZ530 | QWI/713 Rev 10 | 10 C |  | 12 Months |  | North Lab |  | Chiew | HOLD | - | - |  |  | 2022-09-27 | -14
678 | PSY-01 | DUAL INPUT HYGRO-THERMOMETER PSYCHROMETER | EXTECH INSTRUMENTS | Humidity: 0.0 to 100.0% RH / Temperature (air): -20 to 50°C / Dew Point: -68 to 50°C, calculated from RH and Air Temp measurements | Model No. RH350 / S.No. 10267787 | MCL/WI/T-06 | RH: ± 5% / Temperature Gages: ± 2% / Thermometers: ± 5°C / Surface Temp Probes: ± 10°C | 2021-10-24 | 12 Months | 2022-10-24 | Mirai | TL21/0695 | Chiew | TRUE | HCAL022K202388 | CS211709 |  |  | 2022-09-27 | 2022-10-10
679 | PTB-01 | PRESSURE TRANSDUCER, BLUETOOTH C/W TABLET READOUT | GP:50 | 0 - 30,000 PSI | Model No.BT4BSF7FM / S.No. 222398 | MCL/WI/M-05 / BS EN 837-1:1998 & DKD-R-6-1 / API 6A | Static Accuracy ± 0.5% | 2021-09-23 | 12 Months | 2022-09-23 | Mirai | SAC/PL21/4278 | Chiew | Holding Area | 700150602 | RCAL2012/002 |  |  | 2022-09-27 | 2022-09-09
680 | SPG-196 | THREAD PLUG GAUGE | THREADMASTER | 1-1/8"-12UNF-2B | 187543 | ASME B1.2-1983 | ± 0.001" | 2021-09-21 | 12 Months | 2022-09-21 | Mirai | DM21/1943 | Gauge Room | FALSE | AE0136, RSC25P1334 | - |  |  | 2022-09-27 | 2022-09-07
681 | TPG-05 | THREAD PROFILE GAGE | GAGEMAKER | 6-5/8" API REGULAR 5-1/2"-6-5/8" API FULL HOLE | S/No. IA11LB0228 / Model No. TP-4-2-50 | API Specification 5B, 6A & 7-2 | ± 0.0002” | 2022-01-28 | 12 Months | 2023-01-28 | Mirai | DM22/0134 | QC Office Cabinet (1) | TRUE | RSC25P1334 | - | 04.11.2022 |  | 2022-09-27 | 2023-01-14
682 | DTI-40 | DIAL TEST INDICATOR | MITUTOYO | 0 - 0.5 mm | NTK666 | MCL/WI/D-01 & JIS B 7503 | 0.02 mm / 0.05 mm | 2021-04-17 | 12 Months | 2022-04-17 | Mirai | DM21/0846 | Production | HOLD | 000641308 | - | 23.03.2022 |  | 2022-09-27 | 2022-04-03
683 | DTI-41 | DIAL TEST INDICATOR | MITUTOYO | 0 - 0.5 mm | YNC995 | MCL/WI/D-01 & JIS B 7503 | 0.02 mm / 0.05 mm | 2021-04-17 | 12 Months | 2022-04-17 | Mirai | DM21/0845 | Production | HOLD | 000641308 | - | 23.03.2022 |  | 2022-09-27 | 2022-04-03
684 | DTI-42 | DIAL TEST INDICATOR | MITUTOYO | 0 - 0.5 mm | YPN812 | B7503-2017 & MCL/WI/D-13 (ISSUE NO.2) | 0.02 mm / 0.05 mm | 2021-11-16 | 12 Months | 2022-11-16 | Mirai | DM21/2482 | Production | TRUE | 000641308 | - |  |  | 2022-09-27 | 2022-11-02
685 | DTI-43 | DIAL TEST INDICATOR | MITUTOYO | 0 - 0.5 mm | YGV945 | MCL/WI/D-05 & JIS B 7533 | 0.02 mm / 0.05 mm | 2022-02-10 | 12 Months | 2023-02-10 | Mirai | DM22/0202 | Production | TRUE | 000641308 | - | 23.03.2022 |  | 2022-09-27 | 2023-01-27
686 | DTI-44 | DIAL TEST INDICATOR | MITUTOYO | 0 - 0.5 mm | YGV935 | B7503-2017 & MCL/WI/D-13 (ISSUE NO.2) | 0.02 mm / 0.05 mm | 2021-11-15 | 12 Months | 2022-11-16 | Mirai | DM21/2481 | Production | TRUE | 000641308 | - |  |  | 2022-09-27 | 2022-11-02
687 | DTI-45 | DIAL TEST INDICATOR | MITUTOYO | 0 - 0.5 mm | YUS298 | MCL/WI/D-05 & JIS B 7533 | 0.02 mm / 0.05 mm | 2022-02-10 | 12 Months | 2023-02-10 | Mirai | DM22/0200 | Production | TRUE | 000641308 | - | 23.03.2022 |  | 2022-09-27 | 2023-01-27
688 | DG-270 | DIAL GAUGE | MITUTOYO | 0 - 10 mm | YXN261 | MCL/WI/D-13 & JIS B 7503 | 0.02 mm / 0.05 mm | 2021-04-17 | 12 Months | 2022-04-17 | Mirai | DM21/0839 | Production | HOLD | 000641308 | - | 23.03.2022 |  | 2022-09-27 | 2022-04-03
689 | DG-271 | DIAL GAUGE | MITUTOYO | 0 - 10 mm | YXN259 | JIS B 7503:2017 | 0.02 mm / 0.05 mm | 2019-02-07 | 12 Months | 2020-02-07 | North Lab |  | Production | HOLD | - | - |  |  | 2022-09-27 | 2020-01-24
690 | DG-272 | DIAL GAUGE | MITUTOYO | 0 - 10 mm | YXN265 | MCL/WI/D-13 & JIS B 7503:2017 | 0.02 mm / 0.05 mm | 2022-02-10 | 12 Months | 2023-02-10 | Mirai | DM22/0197 | Production | TRUE | 000641308 | - | 23.03.2022 |  | 2022-09-27 | 2023-01-27
691 | DG-273 | DIAL GAUGE | MITUTOYO | 0 - 10 mm | YXN262 | MCL/WI/D-13 / B7503-1997 | 0.02 mm / 0.05 mm | 2021-06-14 | 12 Months | 2022-06-14 | Mirai | DM21/1099 | Production | HOLD | 000641308 | - |  |  | 2022-09-27 | 2022-05-31
692 | DG-274 | DIAL GAUGE | MITUTOYO | 0 - 10 mm | YXN253 | JIS B7503:2017 & MCL/WI/D-13 (ISSUE NO.2) | 0.02 mm / 0.05 mm | 2021-11-16 | 12 Months | 2022-11-16 | Mirai | DM21/2467 | Production | TRUE | 000641308 | - |  |  | 2022-09-27 | 2022-11-02
693 | DG-275 | DIAL GAUGE | MITUTOYO | 0 - 10 mm | YXN254 | MCL/WI/D-13 & JIS B 7503 | 0.02 mm / 0.05 mm | 2021-04-17 | 12 Months | 2022-04-17 | Mirai | DM21/0837 | Production | HOLD | 000641308 | - | 23.03.2022 |  | 2022-09-27 | 2022-04-03
694 | DG-276 | DIAL GAUGE | MITUTOYO | 0 - 10 mm | YXN257 | MCL/WI/D-13 & JIS B 7503 | 0.02 mm / 0.05 mm | 2021-04-17 | 12 Months | 2022-04-17 | Mirai | DM21/0841 | Production | HOLD | 000641308 | - | 23.03.2022 |  | 2022-09-27 | 2022-04-03
695 | DG-277 | DIAL GAUGE | MITUTOYO | 0 - 10 mm | YXN260 | MCL/WI/D-13 & JIS B 7503:2017 | 0.02 mm / 0.05 mm | 2022-02-10 | 12 Months | 2023-02-10 | Mirai | DM22/0198 | Production | TRUE | 000641308 | - | 23.03.2022 |  | 2022-09-27 | 2023-01-27
696 | DG-278 | DIAL GAUGE | MITUTOYO | 0 - 10 mm | YXN258 | MCL/WI/D-13 & JIS B 7503 | 0.02 mm / 0.05 mm | 2021-02-05 | 12 Months | 2022-02-05 | Mirai | DM21/0187 | Production | HOLD | 000641308 | - | 23.03.2022 |  | 2022-09-27 | 2022-01-22
697 | DG-279 | DIAL GAUGE | MITUTOYO | 0 - 10 mm | YXN263 | MCL/WI/D-13 & JIS B 7503 | 0.02 mm / 0.05 mm | 2021-04-17 | 12 Months | 2022-04-17 | Mirai | DM21/0840 | Production | HOLD | 000641308 | - | 23.03.2022 |  | 2022-09-27 | 2022-04-03
698 | PG-111 | PRESSURE TEST GAUGE (API 6A & 16A) | ROTOTHERM | 0 - 10,000 PSI | 0760PG120475 | MCL/WI/M-05 / BS EN 837-1:1998 & DKD-R-6-1 / API 6A, 16A | ± 0.5% | 2022-04-25 | 3 Months | 2022-07-25 | Mirai | SAC/PL22/1979 | Gauge Room / Test Bay | FALSE | 5361944 | BLP2106378-1S | 05.10.2022 |  | 2022-09-27 | 2022-07-11
699 | PG-112 | PRESSURE TEST GAUGE (API 6A & 16A) | ROTOTHERM | 0 - 1,000 PSI | 0776PG120001 | MCL/WI/M-05 / BS EN 837-1:1998 & DKD-R-6-1 / API 6A, 16A | ± 0.5% | 2022-04-26 | 3 Months | 2022-07-26 | Mirai | SAC/PL22/1976 | Gauge Room / Test Bay | FALSE | 5361944 | BLP2106378-1S | 05.10.2022 |  | 2022-09-27 | 2022-07-12
700 | PG-113 | PRESSURE TEST GAUGE (API 6A & 16A) | ROTOTHERM | 0 - 3,000 PSI | 0780PG120005 | MCL/WI/M-05 / BS EN 837-1:1998 & DKD-R-6-1 / API 6A, 16A | ± 0.5% | 2022-04-27 | 3 Months | 2022-07-27 | Mirai | SAC/PL22/1977 | Gauge Room / Test Bay | FALSE | 5361944 | BLP2106378-1S | 05.10.2022 |  | 2022-09-27 | 2022-07-13
701 | IBG-06 | BORE GAUGE WITH DIAL INDICATOR | MITUTOYO | 35 - 60 mm / 0 - 10 mm | 8522708 / YXX247 | MCL/WI-15 & ASME B89.1.10M:2001 | 0.02 mm / 0.05 mm | 2022-02-10 | 12 Months | 2023-02-10 | Mirai | DM22/0206 | QC Office Cabinet (1) | TRUE | 000641308 0802731 | - | 23.04.2022 12.04.2023 |  | 2022-09-27 | 2023-01-27
702 | PRR-20 | PRESSURE RECORDER (API 6A) | BARTON | 0 - 1,000 PSI | 242E / 12121935604 | SHE-WI-P001 / ISO / IEC GUIDE 98-3:2008 | ± 1% | 2022-04-27 | 12 Months | 2023-04-26 | Shikra Engineering | PLS-22040093-02 | Gauge Room / Test Bay | HOLD | 4295725 | SHIKRA | 22.11.2022 |  | 2022-09-27 | 2023-04-12
703 | PRR-21 | PRESSURE RECORDER | BARTON | 0 - 6,000 PSI | 242E / 12125948602 | Cameron Specs | ± 1% | 2018-04-12 | 12 Months | 2019-04-12 | Cameron |  | Gauge Room | HOLD | - | - |  |  | 2022-09-27 | 2019-03-29
704 | DTI-46 | DIAL TEST INDICATOR | MITUTOYO | 0 - 1 mm | NTN576 | FSD-08 & JIS B 7503:2011 | 0.02 mm / 0.05 mm | 2019-04-26 | 12 Months | 2020-04-25 | Bestlabs |  | Production | SCRAP | - | - |  |  | 2022-09-27 | 2020-04-11
705 | RGG-15 | RING GROOVE GAUGE / BXG-1000 | GAGEMAKER | WIDTH / 0 - 0.25" | SM13EG0128 / ZST433 | SHE-WI-D004 / JIS 7503:2017 | ± 0.0007" | 2022-05-22 | 12 Months | 2023-05-22 | Shikra Engineering | DLS-22050035-03 | Gauge Room / Test Bay | TRUE | 61 | SHIKRA | 18.06.2022 |  | 2022-09-27 | 2023-05-08
706 | RGG-16 | RING GROOVE GAUGE / BX-1000 | GAGEMAKER | OD / 0 - 0.25" | SM13EG0130 / ZYT295 | MCL/WI-D45 / BS 907:2008 | ± 0.0007" | 2021-09-21 | 12 Months | 2022-09-21 | Mirai | DM21/1945 | Gauge Room / Test Bay | FALSE | AE0136 | - |  |  | 2022-09-27 | 2022-09-07
707 | RGG-17 | RING GROOVE GAUGE / BXG-1000 | GAGEMAKER | WIDTH / 0 - 0.25" | SM13EG0129 / ZST437 | SHE-WI-D004 / JIS 7503:2017 | ± 0.0007" | 2022-05-22 | 12 Months | 2023-05-22 | Shikra Engineering | DLS-22050035-04 | Gauge Room / Test Bay | TRUE | 61 | SHIKRA | 18.06.2022 |  | 2022-09-27 | 2023-05-08
708 | RGG-18 | RING GROOVE GAUGE / BX-1000 | GAGEMAKER | OD / 0 - 0.25" | SM13EG0131 / ZYT274 | SHE-WI-D004 / JIS 7503:2017 | ± 0.0007" | 2022-05-22 | 12 Months | 2023-05-22 | Shikra Engineering | DLS-22050035-05 | Gauge Room / Test Bay | TRUE | 61 | SHIKRA | 18.06.2022 |  | 2022-09-27 | 2023-05-08
709 | IDM-55 | INTERNAL STICK MICROMETER | MITUTOYO | 2 - 60" | 1009803 | MCL/WI/D-09 & BS 959:2008 | 0.0019" | 2022-06-28 | 12 Months | 2023-06-28 | Mirai | DM22/1393 | QC (Blue Storage Cabinet) | TRUE | AE0136 | - | 06.06.2023 |  | 2022-09-27 | 2023-06-14
710 | TAMP-01 | TAM PANEL | HOFFMAN | Polished Surface: Ra = 0.15µm / 1.5 µm; Full Grit Surface: Ra = 0.70µm / 1.5 µm; Plate Dimension: 6" x 4"; Plate Thickness: 0.1" | 2018.12.0406 | P&W TAM 146040 | Five Cracks: 0.015-0.031" / 0.046-0.062" / 0.075-0.093" / 0.125-0.171" / 0.180-0.250"; Hard Coating Crack Depth: 0.003" ± 0.00016"; Plate Dimension: ± 3%; Plated Thickness: ± 10% | 2018-12-04 | 12 Months | 2019-12-03 | Hoffman |  | QC (Naga) | HOLD | - | - |  | Not required to send annually for calibration | 2022-09-27 | 2019-11-19
711 | ODM-101 | OD MICROMETER | MITUTOYO | 0 - 1" | 66663436 | BS 870:2008 & MCL/WI/D-02 | ± 0.0007" | 2022-07-05 | 12 Months | 2023-07-05 | Mirai | DM22/1485 | Gauge Room | TRUE | 707521 003600, 003815 | - | 23.04.2023 07.07.2023 |  | 2022-09-27 | 2023-06-21
712 | ODM-102 | OD MICROMETER | MITUTOYO | 900 - 1000 mm | 62039420 | MCL/WI/D-02 / BS 870:2008 | 0.02 mm | 2022-07-05 | 12 Months | 2023-07-05 | Mirai | DM22/1491 | Gauge Room | TRUE | 707521 006576, 003530,003600, 003815 AE0136 | - | 23.03.2023 07.07.2023 06.06.2023 |  | 2022-09-27 | 2023-06-21
713 | PG-114 | PRESSURE TEST GAUGE (API 6A & 16A) | ROTOTHERM | 0 - 1,000 PSI | 0778PG120004 | MCL/WI/M-05 / BS EN 837-1:1998 & DKD-R-6-1 / API 6A & 16A | ± 0.5% | 2022-07-01 | 3 Months | 2022-10-01 | Mirai | SAC/PL22/3414 | Gauge Room / Test Bay | FALSE | 3722842 | 495-22-1PS | 25.04.2023 |  | 2022-09-27 | 2022-09-17
714 | PG-115 | PRESSURE TEST GAUGE (API 6A & 16A) | ROTOTHERM | 0 - 3,000 PSI | 0780PG120006 | MCL/WI/M-05 / BS EN 837-1:1998 & DKD-R-6-1 / API 6A & 16A | ± 0.5% | 2022-07-01 | 3 Months | 2022-10-01 | Mirai | SAC/PL22/3415 | Gauge Room / Test Bay | FALSE | 5712906 | MM 1023M-22 | 10.06.2023 |  | 2022-09-27 | 2022-09-17
715 | PG-116 | PRESSURE TEST GAUGE (API 6A & 16A) | ROTOTHERM | 0 - 10,000 PSI | 0760PG120474 | MCL/WI/M-05 / BS EN 837-1:1998 & DKD-R-6-1 / API 6A & 16A | ± 0.5% | 2022-07-01 | 3 Months | 2022-10-01 | Mirai | SAC/PL22/3417 | Gauge Room / Test Bay | FALSE | 5361944 | BLP2106378-1S | 05.10.2022 |  | 2022-09-27 | 2022-09-17
716 | GM-04 | GAUSS METER | MAGNAFLUX | 20 Gauss | 19-583 | SHE-WI-E001 / ISO/IEC GUIDE 98-3:2008 | ± 5% FULL SCALE DEFLECTION (±2 TOTAL VALUE OF 40) | 2022-08-05 | 6 Months | 2023-02-05 | Shikra Engineering | ELN-22080002-01 | QC Office Cabinet (1) | TRUE | J1330A18 | - | 11.08.2022 |  | 2022-09-27 | 2023-01-22
717 | MPIY-10 | MPI YOKE | MAGNAFLUX | AC YOKE 10 lbs (230 Vac) | 1223 | ASTM E709-14, ASTM E1444-12 | 10 lbs Block | 2022-03-28 | 6 Months | 2022-09-28 | Mirai | EL22/0159 | QC (Blue Storage Cabinet) | FALSE | 10856 | - |  |  | 2022-09-27 | 2022-09-14
718 | SPG-197 | THREAD PLUG GAUGE | EUREKA | 7/16"-20UNF-2B | -- | SHE-WI-D005 / ANSI/ASME B1.2-1983 | ± 0.001" | 2022-09-13 | 12 Months | 2023-09-13 | Shikra Engineering | DLS-22080064-08 | Gauge Room | TRUE | 61 Q22016 | - | 17.06.2023 25.08.2023 |  | 2022-09-27 | 2023-08-30
S | SPG-198 | THREAD PLUG GAUGE | EUREKA | M24 X 3 - 6H | -- | SHE-WI-D005 / ANSI/ASME B1.2-1983 | ± 0.001" | 2022-09-13 | 12 Months | 2023-09-13 | Shikra Engineering | DLS-22080064-11 | Gauge Room | TRUE | 61 Q22016 | - | 17.06.2023 25.08.2023 |  | 2022-09-27 | 2023-08-30
720 | VRC-183 | VERNIER CALIPER | MITUTOYO | 0 - 2000 mm | 18001041 | MCL/WI/SD-01 / BS 887:2008 | ± 0.02 / 0.04 / 0.06 mm | 2022-09-09 | 12 Months | 2023-09-09 | Mirai | DM22/2037 | Gauge Room | TRUE | MCL-STR-200 CM | - | 26.03.2024 |  | 2022-09-27 | 2023-08-26
721 | SPG-199 | THREAD PLUG GAUGE | EUREKA | 1-3/16"-12UN-2B | -- | SHE-WI-D005 / ANSI/ASME B1.2-1983 | ± 0.001" | 2022-09-13 | 12 Months | 2023-09-13 | Shikra Engineering | DLS-22080064-12 | Gauge Room | TRUE | 61 Q22016 | - | 17.06.2023 25.08.2023 |  | 2022-09-27 | 2023-08-30
722 | KMS-03 | KING BRINELL SCOPE 20X MODEL: 100 | KING TESTER | 0 - 6 mm | 18063 | ASTM E10-18 (Class A), MTD / CAL-25:2019 | ± 0.01 mm | 2021-09-15 | 12 Months | 2022-09-15 | Setsco | CM-175510/30/01 | QC (Blue Storage Cabinet) | FALSE | 12449 | 45564 | 17.06.2023 25.08.2023 | Shikra - 80sgd | 2022-09-27 | 2022-09-01
723 | VRC-184 | DIGIMATIC CALIPER | MITUTOYO | 0 - 60" | 0004231 | QCD/TRSG/PROCEDURE 008 in TRSG/QM/001/20 JIS B 7507:2016 | ± 0.0007" / 0.001" / 0.0015" / 0.002" | 2021-10-01 | 12 Months | 2022-10-01 | Trescal | SALDM/1388/1/21 | QC Office Cabinet (Seeni) | FALSE | 1306618 18640 | 14489 SALDM/1010/2/21 |  |  | 2022-09-27 | 2022-09-17
724 | DG-280 | DIAL GAUGE | MITUTOYO | 0 - 10 mm | AJGZ11 | BSD-08 & JIS B 7503:2011 | ± 0.02 mm / 0.05 mm | 2019-11-12 | 12 Months | 2020-11-12 | Bestlabs | BLD1908143-8S | Production | SCRAP | - | - |  |  | 2022-09-27 | 2020-10-29
725 | DG-281 | DIAL GAUGE | MITUTOYO | 0 - 10 mm | AJGZ06 | JIS B7503:2017 & MCL/WI/D-13 (ISSUE NO.2) | ± 0.02 mm / 0.05 mm | 2021-11-16 | 12 Months | 2022-11-16 | Mirai | DM21/2465 | Production | SCRAP | 000641308 | - |  |  | 2022-09-27 | 2022-11-02
726 | DG-282 | DIAL GAUGE | MITUTOYO | 0 - 10 mm | AJGX14 | BSD-08 & JIS B 7503:2011 | ± 0.02 mm / 0.05 mm | 2019-11-13 | 12 Months | 2020-11-13 | Bestlabs | BLD1908143-1S | Production | SCRAP | - | - |  |  | 2022-09-27 | 2020-10-30
727 | DG-283 | DIAL GAUGE | MITUTOYO | 0 - 10 mm | AJGZ14 | MCL/WI/D-13 / JIS B7503-1997 | 0.02 mm / 0.05 mm | 2021-06-14 | 12 Months | 2022-06-14 | Mirai | DM21/1094 | Production | HOLD | 000641308 | - | 22.03.2022 |  | 2022-09-27 | 2022-05-31
728 | DG-284 | DIAL GAUGE | MITUTOYO | 0 - 10 mm | AJGZ12 | JIS B7503:2017 & MCL/WI/D-13 (ISSUE NO.2) | ± 0.02 mm / 0.05 mm | 2021-11-16 | 12 Months | 2022-11-16 | Mirai | DM21/2473 | Production | TRUE | 000641308 | - |  |  | 2022-09-27 | 2022-11-02
729 | DG-285 | DIAL GAUGE | MITUTOYO | 0 - 10 mm | AJGZ10 | JIS B7503:2017 & MCL/WI/D-13 (ISSUE NO.2) | 0.02 mm / 0.05 mm | 2021-11-16 | 12 Months | 2022-11-16 | Mirai | DM21/2478 | Production | TRUE | 000641308 | - |  |  | 2022-09-27 | 2022-11-02
730 | DG-286 | DIAL GAUGE | MITUTOYO | 0 - 10 mm | AJGZ16 | JIS B7503:2017 & MCL/WI/D-13 (ISSUE NO.2) | 0.02 mm / 0.05 mm | 2021-11-16 | 12 Months | 2022-11-16 | Mirai | DM21/2479 | Production | TRUE | 000641308 | - |  |  | 2022-09-27 | 2022-11-02
731 | DG-287 | DIAL GAUGE | MITUTOYO | 0 - 10 mm | AJGZ15 | MCL/WI/D-13 & JIS B 7503 | 0.02 mm / 0.05 mm | 2021-02-05 | 12 Months | 2022-02-05 | Mirai | DM21/0186 | Production | SCRAP | 000641308 | - | 23.03.2022 |  | 2022-09-27 | 2022-01-22
732 | DG-288 | DIAL GAUGE | MITUTOYO | 0 - 10 mm | AJGX16 | JIS B7503:2017 & MCL/WI/D-13 (ISSUE NO.2) | 0.02 mm / 0.05 mm | 2021-11-16 | 12 Months | 2022-11-16 | Mirai | DM21/2477 | Production | TRUE | 000641308 | - |  |  | 2022-09-27 | 2022-11-02
733 | DG-289 | DIAL GAUGE | MITUTOYO | 0 - 10 mm | AJGX15 | JIS B7503:2017 & MCL/WI/D-13 (ISSUE NO.2) | 0.02 mm / 0.05 mm | 2021-11-16 | 12 Months | 2022-11-16 | Mirai | DM21/2476 | Production | TRUE | 000641308 | - |  |  | 2022-09-27 | 2022-11-02
734 | VRC-185 | VERNIER CALIPER | MITUTOYO | 0 - 12" | 19502944 | BS EN ISO 13385-2:2011 | ± 0.001" | 2020-11-27 | 12 Months | 2021-11-27 | Mirai | DM20/2756 | Production | SCRAP | - | - |  |  | 2022-09-27 | 2021-11-13
735 | VRC-186 | VERNIER CALIPER | MITUTOYO | 0 - 12" | 19502859 | BS EN ISO 13385-2:2011 | ± 0.001" | 2020-11-27 | 12 Months | 2021-11-27 | Mirai | DM20/2791 | Production | HOLD | - | - |  |  | 2022-09-27 | 2021-11-13
736 | VRC-187 | VERNIER CALIPER | MITUTOYO | 0 - 12" | 19502676 | BS 887 : 2008 | ± 0.001" | 2021-02-04 | 12 Months | 2022-02-04 | Mirai | DM21/0178 | Production | HOLD | 1002 XEU622 | - |  |  | 2022-09-27 | 2022-01-21
737 | VRC-188 | VERNIER CALIPER | MITUTOYO | 0 - 12" | 19503226 | BS 887:2008 & MCL/WI/D-01 (ISSUE NO.3) | ± 0.001" | 2021-11-20 | 12 Months | 2022-11-20 | Mirai | DM21/2529 | Production | TRUE | 1002 XEU622 | - |  |  | 2022-09-27 | 2022-11-06
738 | VRC-189 | VERNIER CALIPER | MITUTOYO | 0 - 12" | 19502749 | BS EN ISO 13385-2:2011 | ± 0.001" | 2020-11-27 | 12 Months | 2021-11-27 | Mirai | DM20/2760 | Production | HOLD | - | - |  |  | 2022-09-27 | 2021-11-13
739 | DG-290 | DIAL GAUGE | MITUTOYO | 0 - 30 mm | SHH831 | MCL/WI/M-10 & ISO 6789-2:2017 | 0.02 mm / 0.05 mm | 2022-04-22 | 12 Months | 2023-04-22 | Mirai | DM22/0804 | Production | TRUE | 000641308 0802731 | - |  |  | 2022-09-27 | 2023-04-08
740 | IDM-56 | INTERNAL STICK MICROMETER | MITUTOYO | 175 - 200 mm | 66873451 | MCL/WI/D-09 & BS 959:2008 | 0.05 mm | 2022-02-10 | 12 Months | 2023-02-10 | Mirai | DM22/0204 | Production Tool Room | TRUE | AE0136 | - | 08.06.2022 |  | 2022-09-27 | 2023-01-27
741 | SRT-02 | SURFACE ROUGHNESS TESTER WITH SPECIMEN (SJ-210) | MITUTOYO | Ra - 2.94µm / Rmax (Ry) - 9.3µm | Tester S/No.: 600291902 / Groove Detector S/No.: 305721901 / Specimen S/No.: 310311901 | SHE-WI-D035 / ASTM E10 | -- | 2021-12-07 | 12 Months | 2022-12-06 | Shikra Engineering | DLS-21120003-01 | QC Office Cabinet (1) | TRUE | 39761000002 170282 | - |  |  | 2022-09-27 | 2022-11-22
742 | SPG-200 | THREAD PLUG GAUGE (GO & NO GO) | PMC MERCURY | 3/4"-14NPSM-2B | -- | MCL/WI/D-03 & ASME B1.2-1983 | ± 0.001" | 2022-07-23 | 12 Months | 2023-07-23 | Mirai | DM22/1658 | Gauge Room | TRUE | AE0136 RSC25P1334 | - | 06.06.2023 04.11.2022 |  | 2022-09-27 | 2023-07-09
743 | SPG-201 | THREAD PLUG GAUGE (GO & NO GO) | PMC MERCURY | 13/16"-16UN-2B | -- | MCL/WI/D-03 & ASME B1.2-1983 | ± 0.001" | 2022-07-23 | 12 Months | 2023-07-23 | Mirai | DM22/1659 | Gauge Room | TRUE | AE0136 RSC25P1334 | - | 06.06.2023 04.11.2022 |  | 2022-09-27 | 2023-07-09
744 | DFT-03 | DRY FILM THICKNESS GAUGE [COATING THICKNESS GAUGE] | UNI-T | 0 - 1250 µm | Model No.: UT343D | ISO 16831:2012 | 3% | 2020-09-19 | 3 years | 2023-09-19 | Mirai | TG20/0011 | Chiew | TRUE | CS14303 | - |  |  | 2022-09-27 | 2023-09-05
745 | BG-028 | BALL GAUGE [WITH DIAL GAUGE] | CAMERON, PART NO. 2029-AD-78 | 0.25" | BALL GAGE - A078; DIAL GAUGE - AJAW68 | MCL/WI/D-13 / JIS B 7503:2017 | 0.0002" | 2021-09-21 | 12 Months | 2022-09-21 | Mirai | DM21/1942 | Chiew | FALSE | 000641308 10390 / 0802731 | - |  |  | 2022-09-27 | 2022-09-07
746 | SPG-202 | THREAD PLUG GAUGE | THREADMASTER | M6 X 1.0 ISO-6H | 218034 | ASME B1.16M-1984 & MCL/WI/D-03 (ISSUE NO.2) | ± 0.001" | 2021-11-17 | 12 Months | 2022-11-17 | Mirai | DM21/2486 | Gauge Room | TRUE | AE0136, RSC25P1334 | - |  |  | 2022-09-27 | 2022-11-03
747 | VRC-190 | VERNIER CALIPER | MITUTOYO | 0 - 12" | 18608437 | BS 887:2008 & MCL/WI/D-01 (ISSUE NO.3) | ± 0.001" | 2021-11-20 | 12 Months | 2022-11-20 | Mirai | DM21/2533 | Production | TRUE | 1002 XEU622 | - |  |  | 2022-09-27 | 2022-11-06
748 | VRC-191 | VERNIER CALIPER | MITUTOYO | 0 - 12" | 19502929 | BS 887:2008 & MCL/WI/D-01 (ISSUE NO.3) | ± 0.001" | 2021-11-20 | 12 Months | 2022-11-20 | Mirai | DM21/2534 | Production | TRUE | 1002 XEU622 | - |  |  | 2022-09-27 | 2022-11-06
749 | VRC-192 | VERNIER CALIPER | MITUTOYO | 0 - 12" | 19507947 | BS 887:2008 & MCL/WI/D-01 (ISSUE NO.3) | ± 0.001" | 2021-11-20 | 12 Months | 2022-11-20 | Mirai | DM21/2531 | Production | TRUE | 1002 XEU622 | - |  |  | 2022-09-27 | 2022-11-06
750 | VRC-193 | VERNIER CALIPER | MITUTOYO | 0 - 12" | 19509590 | BS 887:2008 & MCL/WI/D-01 (ISSUE NO.3) | ± 0.001" | 2021-11-20 | 12 Months | 2022-11-20 | Mirai | DM21/2530 | Production | TRUE | 1002 XEU622 | - |  |  | 2022-09-27 | 2022-11-06
751 | VRC-194 | VERNIER CALIPER | MITUTOYO | 0 - 12" | 19510730 | BS 887:2008 & MCL/WI/D-01 (ISSUE NO.3) | ± 0.001" | 2021-11-20 | 12 Months | 2022-11-20 | Mirai | DM21/2532 | Production | TRUE | 1002 XEU622 | - |  |  | 2022-09-27 | 2022-11-06
752 | PM-01 | ARGWELD PURGE MONITOR (MARK V - MKV) | HUNTINGDON FUSION TECHNIQUES LIMITED | 0.01% to 20.9% Oxygen (100 ppm to atmosphere) | HFT29981 | -- | Oxygen Level At 20.0% ± 0.2% / 2.0% ± 0.02% | 2019-09-18 | 12 Months | 2020-09-17 |  | - | Welding [Herry] | SCRAP | - | - |  |  | 2022-09-27 | 2020-09-03
753 | PM-02 | ARGWELD PURGE MONITOR (PurgEye 100 IP65) | HUNTINGDON FUSION TECHNIQUES LIMITED | 20.94% down to 100 ppm Oxygen (100 ppm to atmosphere) | Model: API0100 / S/No.: 19059 / Sensor S/No: 19059S | Standard gas (N2-99.999 % & O2 -1.8 PPM) | Oxygen Level At 20.0% ± 0.2% / 2.0% ± 0.02% | 2021-09-23 | 12 Months | 2022-09-23 | Mirai | GM21/1180 | Welding [Herry] | FALSE | 1002-105 | - |  |  | 2022-09-27 | 2022-09-09
754 | UT-03 | 45MG DIGITAL ULTRASONIC THICKNESS GAUGE | OLYMPUS | 0.080mm to 635mm (Depends on Material, Transducer, Surface Conditions, Temperature & Selected Configuration) | Gage S/No. 201640410 / D7906-SM Probe S/No. 1271896 | EN15317:2013 Sec 9.10 | Refer Manufacturer Cert | 2022-01-20 | 12 Months | 2023-01-20 | Olympus | 453724125625 | QC Office Cabinet (9) | TRUE | C010638 4056417 A22388/89/90/91/92 N/A | N/A 1-1280623836 MDL213743-3 MDL213743-4 | 19.06.2022 06.07.2022 12.01.2022 12.01.2022 |  | 2022-09-27 | 2023-01-06
755 | PG-117 | PRESSURE TEST GAUGE (API 6A & 16A) | STEWARTS-BUCHANAN GAUGES LTD | 0 - 6,000 PSI | 20925246/1 | MCL/WI/M-05 / BS EN 837-1:1998 & DKD-R-6-1 / API 6A & 16A | ± 0.5% | 2022-07-01 | 3 Months | 2022-10-01 | Mirai | SAC/PL22/3416 | Gauge Room / Test Bay | FALSE | 5361944 | BLP2106378-1S | 05.10.2022 |  | 2022-09-27 | 2022-09-17
756 | SPG-203 | TAPER PLUG GAUGE | TTG LTD | 1/16"-27NPT-L1 | 20352/1 | ANSI/ASME B1.2M-2006 & MCL/WI/D-03 (ISSUE NO.2) | ± 0.001" | 2021-11-17 | 12 Months | 2022-11-17 | Mirai | DM21/2487 | Gauge Room | TRUE | AE0136, RSC25P1334 | - |  |  | 2022-09-27 | 2022-11-03
757 | IBG-07 | BORE GAUGE WITH DIAL INDICATOR | MITUTOYO | 250 - 400 mm / 0 - 10 mm | 7489630 / YFS577 | ASME B89.1.10M:2001 / MCL/WI-15 | 0.02 mm / 0.05 mm | 2021-12-09 | 12 Months | 2022-12-09 | Mirai | DM21/2720 | Gauge Room / Test Bay | TRUE | 000641308 0802731 / 10290 | - | 23.04.2022 12.04.2023 |  | 2022-09-27 | 2022-11-25
758 | IDM-57 | INTERNAL STICK MICROMETER | MITUTOYO | 2 - 60" | 9000810 | MCL/WI/D-09 & BS 959:2008 | 0.0019" | 2022-02-10 | 12 Months | 2023-02-10 | Mirai | DM22/0205 | QC Office Cabinet (Seeni) | TRUE | AE0136 | - | 08.06.2022 |  | 2022-09-27 | 2023-01-27
759 | PG-118 | DIGITAL HGH PRESSURE GAUGE (API 6A / 16A) | ADDITEL CORPORATION | 0 - 50,000 PSI | Model No.: ADT681-20-GP50K-PSI-AF-DL / Serial No.: 211H20240007 | QCD/TRSG/P08 in TRSG/QM/001/20 / API 16A | ± 0.2% F.S. | 2022-09-09 | 3 Months | 2022-12-09 | Trescal | SALPR/0695/1/22 | Gauge Room / Test Bay | TRUE | 7326/283 PCU V491 | PL004524 | 28.11,2022 |  | 2022-09-27 | 2022-11-25
760 | SPG-204 | THREAD PLUG GAUGE | THREADMASTER | 1-3/8"-12UNF-2B | 220871 | ANSI/ASME B1.2-1983 / MCL/WI/D-03 (ISSUE NO.2) | ± 0.001" | 2022-01-28 | 12 Months | 2023-01-28 | Mirai | DM22/0135 | Gauge Room | TRUE | AE0136 RSC25P1334 | - | 08.06.2022 04.11.2022 |  | 2022-09-27 | 2023-01-14
761 | CMM-03 | QUANTUM M | FARO | REFER CERT | W35-M5-21-35792 | ISO 10360-12 | REFER CERT | 2022-01-21 | 12 Months | 2023-01-21 | FARO | W35M52135792-20220121 | QC (Tools Room) | TRUE | 4068 4067 3285 5603 4024 4792 | 8cec4b75-023c-6986-3209-00a1e721e680 8cec4b75-023c-6986-7823-00a1e70a0695 BLT2101769-2S 20-449-00834 21-363-01950 21-363-02547 | 13.05.2022 13.05.2022 01.04.2022 01.03.2023 28.01.2023 28.02.2023 |  | 2022-09-27 | 2023-01-07
| CMM-03 | FARO SCANARM | FARO | REFER CERT | W35-M5-21-35792 | MO-WI-685 | ± 0.081 mm | 2022-01-21 | 12 Months | 2023-01-21 | FARO | W35M52135792-20220121 | QC (Tools Room) | TRUE | 4068 4067 3285 5603 4024 4792 | 8cec4b75-023c-6986-3209-00a1e721e680 8cec4b75-023c-6986-7823-00a1e70a0695 BLT2101769-2S 20-449-00834 21-363-01950 21-363-02547 | 13.05.2022 13.05.2022 01.04.2022 01.03.2023 28.01.2023 28.02.2023 |  | 2022-09-27 | 2023-01-07
| CMM-03 | FARO LASER LINE PROBE | FARO | REFER CERT | LLPC62130881 | MO-FR-7896 | ± 0.030 mm | 2022-01-23 | 12 Months | 2023-01-23 | FARO | L30881-20220123-335A | QC (Tools Room) | TRUE | 3465 5897 5338 | 43240-3465-Recertified 10.05.21-5897-Certified 17-GB8JG-20-1 | 31.08.2023 12.10.2023 20.08.2022 |  | 2022-09-27 | 2023-01-09
762 | DG-291 | DIAL GAUGE | MITUTOYO | 0 - 10 mm | AZKH53 | MCL/WI/D-13 & JIS B 7503:2017 | 0.02 mm / 0.05 mm | 2022-04-23 | 12 Months | 2023-04-22 | Mirai | DM22/0800 | Production | TRUE | 000641308 | - |  |  | 2022-09-27 | 2023-04-08
763 | DG-292 | DIAL GAUGE | MITUTOYO | 0 - 10 mm | AZKH52 | SHE-WI-D004 | 0.02 mm / 0.05 mm | 2021-03-05 | 12 Months | 2022-03-04 | Shikra Engineering | DLS-21030002-01 | Production | HOLD | 61 | - |  |  | 2022-09-27 | 2022-02-18
764 | DG-293 | DIAL GAUGE | MITUTOYO | 0 - 10 mm | AZKH59 | MCL/WI/D-13 & JIS B 7503:2017 | 0.02 mm / 0.05 mm | 2022-03-04 | 12 Months | 2023-03-04 | Mirai | DM22/0448 | Production | TRUE | 000641308 | - | 23.03.2022 |  | 2022-09-27 | 2023-02-18
765 | DG-294 | DIAL GAUGE | MITUTOYO | 0 - 10 mm | AZKH55 | SHE-WI-D004 | 0.02 mm / 0.05 mm | 2021-03-05 | 12 Months | 2022-03-04 | Shikra Engineering | DLS-21030002-03 | Production | HOLD | 61 | - |  |  | 2022-09-27 | 2022-02-18
766 | DG-295 | DIAL GAUGE | MITUTOYO | 0 - 10 mm | AZKH62 | MCL/WI/D-13 & JIS B 7503:2017 | 0.02 mm / 0.05 mm | 2022-04-23 | 12 Months | 2023-04-22 | Mirai | DM22/0801 | Production | TRUE | 000641308 | - |  |  | 2022-09-27 | 2023-04-08
767 | TW-13 | BATTERY-POWERED TORQUE WRENCH VT-3000 | TORCUP | 750 - 3000 lb.ft. | 9120010051 | MP-MEC-01(T) | ± 5% | 2022-04-01 | 12 Months | 2023-04-01 | Mirai | TP22/0057 | Chiew | TRUE | 73449 | 38874S/38874S | 06.12.2023 |  | 2022-09-27 | 2023-03-18
768 | TW-14 | NANO-28 TORQUE WRENCH MULTIPLIER 5:1 | POWER MASTER | Min input 80ft lbs = output 400ft lbs / Max input 400ft lbs = output 2000ft lbs | N19F09 | MP-MEC-01(T) | ± 4% | 2022-04-01 | 12 Months | 2023-04-01 | Mirai | TP22/0054 | Chiew | TRUE | 73449 73291 | 38874S/38874S 38880S & 38881S | 06.12.2023 08.12.2023 |  | 2022-09-27 | 2023-03-18
769 | PG-119 | PRESSURE TEST GAUGE (API 6A & 16A) | STEWARTS-BUCHANAN GAUGES LTD | 0 - 30,000 PSI | 20925245/1 | MCL/WI/M-05 / BS EN 837-1:1998 & DKD-R-6-1 / API 6A, 16A | ± 0.5% | 2022-04-25 | 3 Months | 2022-07-25 | Mirai | SAC/PL22/1980 | Gauge Room / Test Bay | FALSE | 700150602 | CM-190538/10/01 | 09.12.2022 |  | 2022-09-27 | 2022-07-11
770 | PG-120 | PRESSURE TEST GAUGE (API 6A & 16A) | STEWARTS-BUCHANAN GAUGES LTD | 0- 6,000 PSI | 20925246/2 | MCL/WI/M-05 / BS EN 837-1:1998 & DKD-R-6-1 / API 6A, 16A | ± 0.5% | 2022-04-25 | 3 Months | 2022-07-25 | Mirai | SAC/PL22/1978 | Gauge Room / Test Bay | FALSE | 5361944 | BLP2106378-1S | 05.10.2022 |  | 2022-09-27 | 2022-07-11
771 | MPIY-11 | Y-2 MPI YOKE | MAGNAFLUX | 10 lbs | E1264 | MCL/WI/M-13 / ASTM E1444-12 | 10 lbs Block | 2022-04-28 | 6 Months | 2022-10-28 | Mirai | EL22/0105 | QC (Blue Storage Cabinet) | TRUE | 10856 | - | - |  | 2022-09-27 | 2022-10-14
772 | IDM-58 | INTERNAL STICK MICROMETER | MITUTOYO | 125 - 150 mm | 71071743 | SHE-WI-D026 / BS 959:2008 | ± 0.05 mm | 2022-05-22 | 12 Months | 2023-05-22 | Shikra Engineering | DLS-22050035-11 | Production Tool Room | TRUE | 5312029 309634 350005 | SHIKRA TRESCAL(S'PORE) NORTHLAB | 25.08.2022 21.12.2023 21.04.2024 |  | 2022-09-27 | 2023-05-08
773 | IDM-59 | INTERNAL STICK MICROMETER | MITUTOYO | 125 - 150 mm | 71187303 | SHE-WI-D026 / BS 959:2008 | ± 0.05 mm | 2022-05-22 | 12 Months | 2023-05-22 | Shikra Engineering | DLS-22050035-12 | Production Tool Room | TRUE | 5312029 309634 350005 | SHIKRA TRESCAL(S'PORE) NORTHLAB | 25.08.2022 21.12.2023 21.04.2024 |  | 2022-09-27 | 2023-05-08
774 | GM-05 | GAUSS METER | MAGNAFLUX | 20 Gauss | 19-596 | SHE-WI-E001 / ISO/IEC GUIDE 98-3:2008 | ± 5% FULL SCALE DEFLECTION | 2022-05-23 | 6 Months | 2022-11-23 | Shikra Engineering | ELN-22050006-01 | QC Office Cabinet (1) | TRUE | J1330A18 | TRANSMILLE | 11.08.2022 |  | 2022-09-27 | 2022-11-09
775 | VDG-14 | DIGIMATIC DEPTH GAUGE | MITUTOYO | 0 - 300 mm | 0029291 | SHE-WI-D006 / BS EN ISO 13385-2:2011 | 0.02 mm | 2022-05-22 | 12 Months | 2023-05-22 | Shikra Engineering | DLS-22050035-08 | QC (Blue Storage Cabinet) | TRUE | 5312029 2180 | SHIKRA OPUS (S'PORE) | 25.08.2022 10.09.2023 |  | 2022-09-27 | 2023-05-08
776 | SPG-205 | THREAD RING GAUGE (GO & NO GO) | APCO TOOL | 2-1/4"-8UN-2A | NR4307 / NR4308 | MCL/WI/D-03 / ASME B1.16M-1984 | ± 0.001" | 2022-06-14 | 12 Months | 2023-06-14 | Mirai | DM22/1260 | Gauge Room | TRUE | AE0136 | - | 06.06.2023 |  | 2022-09-27 | 2023-05-31
777 | IPD-01 | INTERNAL PITCH DIAMETER GAUGE WITH EXTENSION RODS (MODEL: PD-6001) | GAGEMAKER | 0 - 0.5" | JZ12EI0016 / AQVA65 | MCL/WI/D-13 / BS 6265:2008 | 0.0007" / 0.0019" | 2022-07-05 | 12 Months | 2023-07-05 | Mirai | DM22/1489 | Gauge Room | TRUE | AE0136 | - | 06.06.2023 |  | 2022-09-27 | 2023-06-21
778 | DG-296 | DIAL GAUGE | MITUTOYO | 0 - 10 mm | MFA132 | JIS B7503:2017 & MCL/WI/D-13 (ISSUE NO.2) | 0.02 mm / 0.05 mm | 2021-11-26 | 12 Months | 2022-11-26 | Mirai | DM21/2475 | Production | TRUE | 000641308 | - |  |  | 2022-09-27 | 2022-11-12
779 | VRC-195 | VERNIER CALIPER | MITUTOYO | 0 - 300 MM | 20528681 | BSD 03 (ISSUE NO.4) & JIS B 7507:1993 | ± 0.01 | 2021-11-26 | 12 Months | 2022-11-26 | Bestlabs | BLD2107614-1S | Production | TRUE | 430125 | BS 8052 |  |  | 2022-09-27 | 2022-11-12
780 | VRC-196 | VERNIER CALIPER | MITUTOYO | 0 - 300 MM | 20528595 | BSD 03 (ISSUE NO.4) & JIS B 7507:1993 | ± 0.01 | 2021-11-26 | 12 Months | 2022-11-26 | Bestlabs | BLD2107614-2S | Production | TRUE | 430125 | BS 8052 |  |  | 2022-09-27 | 2022-11-12
781 | VRC-197 | VERNIER CALIPER | MITUTOYO | 0 - 300 MM | 20528573 | BSD 03 (ISSUE NO.4) & JIS B 7507:1993 | ± 0.01 | 2021-11-26 | 12 Months | 2022-11-26 | Bestlabs | BLD2107614-3S | Production | TRUE | 430125 | BS 8052 |  |  | 2022-09-27 | 2022-11-12
782 | VRC-198 | VERNIER CALIPER | MITUTOYO | 0 - 300 MM | 20528608 | BSD 03 (ISSUE NO.4) & JIS B 7507:1993 | ± 0.01 | 2021-11-26 | 12 Months | 2022-11-26 | Bestlabs | BLD2107614-4S | Production | TRUE | 430125 | BS 8052 |  |  | 2022-09-27 | 2022-11-12
783 | VRC-199 | VERNIER CALIPER | MITUTOYO | 0 - 300 MM | 20528562 | BSD 03 (ISSUE NO.4) & JIS B 7507:1993 | ± 0.01 | 2021-11-26 | 12 Months | 2022-11-26 | Bestlabs | BLD2107614-5S | Production | TRUE | 430125 | BS 8052 |  |  | 2022-09-27 | 2022-11-12
784 | VRC-200 | VERNIER CALIPER | MITUTOYO | 0 - 300 MM | 20528682 | BSD 03 (ISSUE NO.4) & JIS B 7507:1993 | ± 0.01 | 2021-11-26 | 12 Months | 2022-11-26 | Bestlabs | BLD2107614-6S | Production | TRUE | 430125 | BS 8052 |  |  | 2022-09-27 | 2022-11-12
785 | ODM-103 | OD MICROMETER | MITUTOYO | 2" - 3" | 71526461 / 1070599 | BS 870: 2008 / MCL/WI/D-02 | 0.0007" | 2022-01-28 | 12 Months | 2023-01-28 | Mirai | DM22/0136 | Gauge Room | TRUE | 0707521 006576, 003530,003600, 003815 AE0136 | - | 30.04.2022 07.07.2023 08.06.2022 |  | 2022-09-27 | 2023-01-14
786 | DTI-47 | DIAL TEST INDICATOR | MITUTOYO | 0 - 0.5 mm | HSW589 | MCL/WI/D-13 & JIS B 7503:2017 | 0.02 mm / 0.05 mm | 2022-02-10 | 12 Months | 2023-02-10 | Mirai | DM22/0201 | Production | TRUE | 000641308 | - | 23.03.2022 |  | 2022-09-27 | 2023-01-27
787 | BG-029 | BALL GAUGE | CAMERON | 3/16" | GG49 | MCL/WI/D-24 / MFR | 0.0001" | 2022-03-04 | 12 Months | 2023-03-04 | Mirai | DM22/0450 | Production Tool Room | TRUE | AE0136 | - | 08.06.2022 |  | 2022-09-27 | 2023-02-18
788 | TW-15 | PNEUMATIC TORQUE WRENCH (RP-6000) | TORCUP | 1421 - 6004 lbs ft / 1927 - 8140 Nm | 1438-1 | MP-MEC-01(T) | ± 5% | 2022-04-01 | 12 Months | 2023-04-01 | Mirai | TP22/0056 | Chiew | TRUE | 73449 | 38874S/38874S | 06.12.2023 |  | 2022-09-27 | 2023-03-18
789 | TW-16 | PNEUMATIC TORQUE WRENCH (RP-1000 1" DRIVE) | TORCUP | 670 - 2833 Nm | 1301-7 | MP-MEC-01(T) | ± 5% | 2022-04-01 | 12 Months | 2023-04-01 | Mirai | TP22/0055 | Chiew | TRUE | 73449 | 38874S/38874S | 06.12.2023 |  | 2022-09-27 | 2023-03-18
790 | IBG-08 | BORE GAUGE WITH DIAL INDICATOR | MITUTOYO | 160 - 250 mm / 0 - 10 mm | 9598734 / AUNC44 | SHE-WI-D008 / JIS B 7515:1982 & JIS B 7503:2017 | 0.02 mm / 0.05 mm | 2022-05-22 | 12 Months | 2023-05-22 | Shikra Engineering | DLS-22050035-09 | Production | TRUE | 61 09842 | SHIKRA SHIKRA | 18.06.2022 31.07.2022 |  | 2022-09-27 | 2023-05-08
791 | SPG-207 | THREAD PLUG GAUGE (GO & NO GO) | TAYLOR | M24 X 2 - 6H | 171103 | MCL/WI/D-03 / ASME B1.6M-1984 | ± 0.001" | 2022-04-22 | 12 Months | 2023-04-22 | Mirai | DM22/0799 | Gauge Room | TRUE | AE0136 RSC25P1334 | - | 08.06.2022 04.11.2022 |  | 2022-09-27 | 2023-04-08
792 | PG-121 | DIGITAL PRESSURE TEST GAUGE (API 6A & 16A) | ADDITEL CORPORATION | 0 - 300 PSI | Model No.: ADT681-10-GP300-PSI-N2 / Serial No.:211H21810072 | QCD/TRSG/P04 in TRSG/QM/001/20 / API 16A | ± 0.1% F.S. | 2022-09-09 | 3 Months | 2022-12-09 | Trescal | SALPR/0695/2/22 | Gauge Room / Test Bay | TRUE | 9719-96;PCU:H177;Invented PCU:M871 (T3500/1) | TRESCAL nv BELGIUM | 21.01.2023 |  | 2022-09-27 | 2022-11-25
793 | PG-122 | DIGITAL PRESSURE TEST GAUGE (API 6A & 16A) | ADDITEL CORPORATION | 0 - 1,000 PSI | Model No.: ADT681-10-GP1K-PSI-N2 / Serial No.: 211H21640026 | QCD/TRSG/P08 in TRSG/QM/001/20 / API 16A | ± 0.1% F.S. | 2022-09-09 | 3 Months | 2022-12-09 | Trescal | SALPR/0695/3/22 | Gauge Room / Test Bay | TRUE | 31253 PCU NO.118M (580VHX) | 2010-19658 | 04.12.2022 |  | 2022-09-27 | 2022-11-25
794 | PG-123 | DIGITAL PRESSURE TEST GAUGE (API 6A & 16A) | ADDITEL CORPORATION | 0 - 3,000 PSI | Model No.: ADT681-10-GP3K-PSI-N2 / Serial No.: 211H22040030 | QCD/TRSG/P08 in TRSG/QM/001/20 / API 16A | ± 0.1% F.S. | 2022-09-09 | 3 Months | 2022-12-09 | Trescal | SALPR/0695/4/22 | Gauge Room / Test Bay | TRUE | 31253 PCU NO.118M (580VHX) | 2010-19658 | 04.12.2022 |  | 2022-09-27 | 2022-11-25
795 | PG-124 | DIGITAL PRESSURE TEST GAUGE (API 6A & 16A) | ADDITEL CORPORATION | 0 - 30,000 PSI | Model No.: ADT681-10-GP30K-PSI-AF / Serial No.: 211H217B0009 | QCD/TRSG/P08 in TRSG/QM/001/20 / API 16A | ± 0.1% F.S. | 2022-09-09 | 3 Months | 2022-12-09 | Trescal | SALPR/0695/5/22 | Gauge Room / Test Bay | TRUE | 7325/283 PCU V491 (283) | PL004524 | 28.11..2022 |  | 2022-09-27 | 2022-11-25
796 | PG-125 | DIGITAL PRESSURE TEST GAUGE (API 6A & 16A) | ADDITEL CORPORATION | 0 - 10,000 PSI | Model No.: ADT681-10-GP10K-PSI-N2 / Serial No.: 211H22030007 | QCD/TRSG/P08 in TRSG/QM/001/20 / API 16A | ± 0.1% F.S. | 2022-09-09 | 3 Months | 2022-12-09 | Trescal | SALPR/0695/6/22 | Gauge Room / Test Bay | TRUE | 31253 PCU NO.118M (580VHX) | 2010-19658 | 04.12.2022 |  | 2022-09-27 | 2022-11-25
797 | SPG-208 | THREAD PLUG GAUGE (GO & NO GO) | EMUGE | M 16 X 1.5-6H | 1001024801/1-20 | MCL/WI/D-03 / ASME B1.16M-1984 | ± 0.001" | 2022-06-14 | 12 Months | 2023-06-14 | Mirai | DM22/1258 | Gauge Room | TRUE | AE0136 RSC25P1334 | - | 06.06.2023 04.11.2022 |  | 2022-09-27 | 2023-05-31
798 | SPG-209 | THREAD PLUG GAUGE (GO & NO GO) | EMUGE | M5 X 0.8-6H | 1001028735/1-18 | MCL/WI/D-03 / ASME B1.16M-1984 | ± 0.001" | 2022-06-14 | 12 Months | 2023-06-14 | Mirai | DM22/1259 | Gauge Room | TRUE | AE0136 RSC25P1334 | - | 06.06.2023 04.11.2022 |  | 2022-09-27 | 2023-05-31
799 | VRC-201 | DIGIMATIC CALIPER | MITUTOYO | 0 - 300 mm | 0035641 | MCL/WI/D-01 / BS 887:2008 | ± 0.001" | 2022-06-28 | 12 Months | 2023-06-28 | Mirai | DM22/1385 | QC (HAFIZ) | TRUE | 1002 XEU622 | - | 25.01.2024 01.07.2022 |  | 2022-09-27 | 2023-06-14
800 | VRC-202 | DIAL VERNIER CALIPER | MITUTOYO | 0 - 12" | 20519748 | MCL/WI/D-01 / BS 887:2008 | ± 0.001" | 2022-06-28 | 12 Months | 2023-06-28 | Mirai | DM22/1384 | QC (KUMAR) | TRUE | 200233 | - | 06.06.2025 |  | 2022-09-27 | 2023-06-14
801 | DG-297 | DIAL GAUGE | MITUTOYO | 0 - 10 mm | BRZU91 | MCL/WI/D-13 / JIS 7533:2015 | 0.02 mm / 0.05 mm | 2022-07-05 | 12 Months | 2023-07-05 | Mirai | DM22/1461 | Production | TRUE | 000641308 | - | 11.03.2023 |  | 2022-09-27 | 2023-06-21
802 | DG-298 | DIAL GAUGE | MITUTOYO | 0 - 10 mm | BRZT10 | MCL/WI/D-13 / JIS 7533:2015 | 0.02 mm / 0.05 mm | 2022-07-05 | 12 Months | 2023-07-05 | Mirai | DM22/1462 | Production | TRUE | 000641308 | - | 11.03.2023 |  | 2022-09-27 | 2023-06-21
803 | DG-299 | DIAL GAUGE | MITUTOYO | 0 - 10 mm | BRZY12 | MCL/WI/D-13 / JIS 7533:2015 | 0.02 mm / 0.05 mm | 2022-07-05 | 12 Months | 2023-07-05 | Mirai | DM22/1463 | Production | TRUE | 000641308 | - | 11.03.2023 |  | 2022-09-27 | 2023-06-21
804 | DG-300 | DIAL GAUGE | MITUTOYO | 0 - 10 mm | BRZY11 | MCL/WI/D-13 / JIS 7533:2015 | 0.02 mm / 0.05 mm | 2022-07-05 | 12 Months | 2023-07-05 | Mirai | DM22/1464 | Production | TRUE | 000641308 | - | 11.03.2023 |  | 2022-09-27 | 2023-06-21
805 | DG-301 | DIAL GAUGE | MITUTOYO | 0 - 10 mm | BRZT11 | MCL/WI/D-13 / JIS 7533:2015 | 0.02 mm / 0.05 mm | 2022-07-05 | 12 Months | 2023-07-05 | Mirai | DM22/1465 | Production | TRUE | 000641308 | - | 11.03.2023 |  | 2022-09-27 | 2023-06-21
806 | DG-302 | DIAL GAUGE | MITUTOYO | 0 - 10 mm | BRZT13 | MCL/WI/D-13 / JIS 7533:2015 | 0.02 mm / 0.05 mm | 2022-07-05 | 12 Months | 2023-07-05 | Mirai | DM22/1466 | Production | TRUE | 000641308 | - | 11.03.2023 |  | 2022-09-27 | 2023-06-21
807 | DG-303 | DIAL GAUGE | MITUTOYO | 0 - 10 mm | BRZU90 | MCL/WI/D-13 / JIS 7533:2015 | 0.02 mm / 0.05 mm | 2022-07-05 | 12 Months | 2023-07-05 | Mirai | DM22/1467 | Production | TRUE | 000641308 | - | 11.03.2023 |  | 2022-09-27 | 2023-06-21
808 | DG-304 | DIAL GAUGE | MITUTOYO | 0 - 10 mm | BRZT14 | MCL/WI/D-13 / JIS 7533:2015 | 0.02 mm / 0.05 mm | 2022-07-05 | 12 Months | 2023-07-05 | Mirai | DM22/1468 | Production | TRUE | 000641308 | - | 11.03.2023 |  | 2022-09-27 | 2023-06-21
809 | DG-305 | DIAL GAUGE | MITUTOYO | 0 - 10 mm | BRZY57 | MCL/WI/D-13 / JIS 7533:2015 | 0.02 mm / 0.05 mm | 2022-07-05 | 12 Months | 2023-07-05 | Mirai | DM22/1469 | Production | TRUE | 000641308 | - | 11.03.2023 |  | 2022-09-27 | 2023-06-21
810 | DG-306 | DIAL GAUGE | MITUTOYO | 0 - 10 mm | BRZU93 | MCL/WI/D-13 / JIS 7533:2015 | 0.02 mm / 0.05 mm | 2022-07-05 | 12 Months | 2023-07-05 | Mirai | DM22/1470 | Production | TRUE | 000641308 | - | 11.03.2023 |  | 2022-09-27 | 2023-06-21
811 | VRC-203 | VERNIER DIAL CALIPER | MITUTOYO | 0 - 300 mm | 15558021 | MCL/WI/D-01 / BS 887:2008 | ± 0.03mm / ± 0.001" | 2022-07-05 | 12 Months | 2023-07-05 | Mirai | DM22/1471 | Production | TRUE | 1002 XEU622 | - | 25.01.2024 23.06.2023 |  | 2022-09-27 | 2023-06-21
812 | VRC-204 | VERNIER DIAL CALIPER | MITUTOYO | 0 - 300 mm | 15562345 | MCL/WI/D-01 / BS 887:2008 | ± 0.03mm / ± 0.001" | 2022-07-05 | 12 Months | 2023-07-05 | Mirai | DM22/1472 | Production | TRUE | 1002 XEU622 | - | 25.01.2024 23.06.2023 |  | 2022-09-27 | 2023-06-21
813 | VRC-205 | VERNIER DIAL CALIPER | MITUTOYO | 0 - 300 mm | 15562849 | MCL/WI/D-01 / BS 887:2008 | ± 0.03mm / ± 0.001" | 2022-07-05 | 12 Months | 2023-07-05 | Mirai | DM22/1473 | Production | TRUE | 1002 XEU622 | - | 25.01.2024 23.06.2023 |  | 2022-09-27 | 2023-06-21
814 | VRC-206 | VERNIER DIAL CALIPER | MITUTOYO | 0 - 300 mm | 15559852 | MCL/WI/D-01 / BS 887:2008 | ± 0.03mm / ± 0.001" | 2022-07-05 | 12 Months | 2023-07-05 | Mirai | DM22/1474 | Production | TRUE | 1002 XEU622 | - | 25.01.2024 23.06.2023 |  | 2022-09-27 | 2023-06-21
815 | VRC-207 | VERNIER DIAL CALIPER | MITUTOYO | 0 - 300 mm | 15558814 | MCL/WI/D-01 / BS 887:2008 | ± 0.03mm / ± 0.001" | 2022-07-05 | 12 Months | 2023-07-05 | Mirai | DM22/1475 | Production | TRUE | 1002 XEU622 | - | 25.01.2024 23.06.2023 |  | 2022-09-27 | 2023-06-21
816 | VRC-208 | VERNIER DIAL CALIPER | MITUTOYO | 0 - 300 mm | 15561561 | MCL/WI/D-01 / BS 887:2008 | ± 0.03mm / ± 0.001" | 2022-07-05 | 12 Months | 2023-07-05 | Mirai | DM22/1476 | Production | TRUE | 1002 XEU622 | - | 25.01.2024 23.06.2023 |  | 2022-09-27 | 2023-06-21
817 | VRC-209 | VERNIER DIAL CALIPER | MITUTOYO | 0 - 300 mm | 15562486 | MCL/WI/D-01 / BS 887:2008 | ± 0.03mm / ± 0.001" | 2022-07-05 | 12 Months | 2023-07-05 | Mirai | DM22/1477 | Production | TRUE | 1002 XEU622 | - | 25.01.2024 23.06.2023 |  | 2022-09-27 | 2023-06-21
818 | VRC-210 | VERNIER DIAL CALIPER | MITUTOYO | 0 - 300 mm | 15559084 | MCL/WI/D-01 / BS 887:2008 | ± 0.03mm / ± 0.001" | 2022-07-05 | 12 Months | 2023-07-05 | Mirai | DM22/1478 | Production | TRUE | 1002 XEU622 | - | 25.01.2024 23.06.2023 |  | 2022-09-27 | 2023-06-21
819 | VRC-211 | VERNIER DIAL CALIPER | MITUTOYO | 0 - 300 mm | 15561063 | MCL/WI/D-01 / BS 887:2008 | ± 0.03mm / ± 0.001" | 2022-07-05 | 12 Months | 2023-07-05 | Mirai | DM22/1479 | Production | TRUE | 1002 XEU622 | - | 25.01.2024 23.06.2023 |  | 2022-09-27 | 2023-06-21
820 | VRC-212 | VERNIER DIAL CALIPER | MITUTOYO | 0 - 300 mm | 15561067 | MCL/WI/D-01 / BS 887:2008 | ± 0.03mm / ± 0.001" | 2022-07-05 | 12 Months | 2023-07-05 | Mirai | DM22/1480 | Production | TRUE | 1002 XEU622 | - | 25.01.2024 23.06.2023 |  | 2022-09-27 | 2023-06-21
821 | MT-09 | MEASURING TAPE | ALLWAYS | 0 - 7.5 m | -- | MCL/WI/D-17 / JIS B7512-2005 | ± 4.6 mm | 2022-07-05 | 12 Months | 2023-07-05 | Mirai | DM22/1486 | QC Office Cabinet (1) | TRUE | MCL-STR-100 CM | - | 26.03.2024 |  | 2022-09-27 | 2023-06-21
822 | VRC-213 | VERNIER DIAL CALIPER | MITUTOYO | 0 - 12" | 20509291 | QCD/TRSG/PROCEDURE 008 / TRSG/QM/001/20 | ± 0.03mm / ± 0.001" | 2022-07-18 | 12 Months | 2023-07-18 | Trescal | SALDM/1150/1/22 | QC (Ramesh) | TRUE | 18640 (E81) 1510008 (515-565) SML/PG-in/001 | SALDM/1010/2/21 SALDM/1681/2/21 SALDM/1883/2/21 | 11.08.2023 03.11.2022 22.11.2022 |  | 2022-09-27 | 2023-07-04
823 | VRC-214 | VERNIER DIAL CALIPER | MITUTOYO | 0 - 12" | 21549953 | QCD/TRSG/PROCEDURE 008 / TRSG/QM/001/20 | ± 0.03mm / ± 0.001" | 2022-07-18 | 12 Months | 2023-07-18 | Trescal | SALDM/1150/2/22 | QC (BILA) | TRUE | 18640 (E81) 1510008 (515-565) SML/PG-in/001 | SALDM/1010/2/21 SALDM/1681/2/21 SALDM/1883/2/21 | 11.08.2023 03.11.2022 22.11.2022 |  | 2022-09-27 | 2023-07-04
824 | VRC-215 | VERNIER DIAL CALIPER | MITUTOYO | 0 - 12" | 21552305 | QCD/TRSG/PROCEDURE 008 / TRSG/QM/001/20 | ± 0.03mm / ± 0.001" | 2022-07-18 | 12 Months | 2023-07-18 | Trescal | SALDM/1150/3/22 | QC Office Cabinet | TRUE | 18640 (E81) 1510008 (515-565) SML/PG-in/001 | SALDM/1010/2/21 SALDM/1681/2/21 SALDM/1883/2/21 | 11.08.2023 03.11.2022 22.11.2022 |  | 2022-09-27 | 2023-07-04
825 | ODM-104 | INTERCHANGEABLE ANVIL MICROMETER | MITUTOYO | 800 - 900 mm | 104-147 | QCD/TRSG/PROCEDURE 005 / TRSG/QM/001/20 | 0.02 mm | 2022-07-19 | 12 Months | 2023-07-19 | Trescal | SALDM/1150/4/22 | Gauge Room | TRUE | 110033 (4100-8) 18641 (M112) T22349 (PCN-S) 309672 (M10) | 14358 SALDM/1010/1/21 SALDM/2107/2/21 SALDM/0036/12/22 | 01.09.2022 06.08.2023 17.12.2022 07.01.2023 |  | 2022-09-27 | 2023-07-05
826 | MT-10 | MEASURING TAPE | ALLWAYS | 0 - 360 CM | -- | JIS B7512-2005 / MCL/WI/D-17 | ± 0.2 CM | 2022-07-23 | 12 Months | 2023-07-23 | Mirai | DM22/1660 | QC Office Cabinet (1) | TRUE | MCL-STR-100 CM | - | 26.03.2024 |  | 2022-09-27 | 2023-07-09
827 | MT-11 | MEASURING TAPE | HANS | 0 - 1000 CM | -- | JIS B7512-2005 / MCL/WI/D-17 | ± 0.2 CM | 2022-07-23 | 12 Months | 2023-07-23 | Mirai | DM22/1661 | QC Office Cabinet (1) | TRUE | MCL-STR-100 CM | - | 26.03.2024 |  | 2022-09-27 | 2023-07-09
828 | THG-08 | THERMOHYGROMETER | MODEL NO. SI-812 | -10°C ~ +60°C / 10 ~ 99 % RH°C | -- | SHE-WI-T009 / ISO/IEC GUIDE 98-3:2008 | ± 1°C / ± 5% RH | 2022-08-05 | 12 Months | 2023-08-05 | Shikra Engineering | TLS-22080002-01 | QC Office (Mary Table) | TRUE | 61875044 | - | 20.08.2022 | New Gauge | 2022-09-27 | 2023-07-22
829 | THG-09 | THERMOHYGROMETER | MODEL NO. SI-812 | -10°C ~ +60°C / 10 ~ 99 % RH°C | -- | SHE-WI-T009 / ISO/IEC GUIDE 98-3:2008 | ± 1°C / ± 5% RH | 2022-08-05 | 12 Months | 2023-08-05 | Shikra Engineering | TLS-22080002-02 | QC Office Cabinet (Seeni) | TRUE | 61875044 | - | 20.08.2022 | New Gauge | 2022-09-27 | 2023-07-22
830 | ICT-01 | IR THERMOMETER (INFARED AND CONTACT THERMOMETER) | FLUKE [MODEL: FLUKE 568] | -40 to 800°C / -40 to 1472°F | 54640353WS | SHE-WI-T008 / ISO/IEC GUIDE 98-3:2008 | < 0 °C: ± (1.0 °C + :.1 / 1 °C) > 0 °C: ±1.0 % OR ±1.0°C, WHICEVER IS GREATER (<32°F ±2°F ±0.1/1 °F) > 32°F: ±1.0 % OR ±2.0°F, WHICEVER IS GREATER | 2022-08-05 | 12 Months | 2023-08-05 | Shikra Engineering | TLS-22080002-03 | QC Office Cabinet (Seeni) | TRUE | B96016 | - | 22.01.2023 | New Gauge | 2022-09-27 | 2023-07-22
831 | IDM-60 | INTERNAL STICK MICROMETER | MITUTOYO | 50 - 1000 MM | 0013230 | SHE-WI-D026 / BS 959:2008 | ± 0.05 mm | 2022-09-13 | 12 Months | 2023-09-13 | Shikra Engineering | DLS-22080064-01 | Gauge Room | TRUE | 5312029 & 80030068 309634 350005 313 / 2947 | - | 31.07.2023 21.12.2023 21.04.2024 26.09.2023 | New Gauge | 2022-09-27 | 2023-08-30
832 | IDM-61 | INTERNAL STICK MICROMETER | MITUTOYO | 50 - 1000 MM | 0024131 | MCL/WI/D-09 / BS 959:2008 | ± 0.05 mm | 2022-09-09 | 12 Months | 2023-09-09 | Mirai | DM22/2038 | Gauge Room | TRUE | AE0136 | - | 06.06.2023 | New Gauge | 2022-09-27 | 2023-08-26
832 | SPG-210 | THREAD PLUG GAUGE (GO & NO GO) | TAYLOR | M36 X 4-6H | - | MCL/WI/D-03 / ASME B1.16M-1984 | ± 0.001" | 2022-08-27 | 12 Months | 2023-08-27 | Mirai | DM22/1920 | Gauge Room | TRUE | AE0136 RSC25P1334 | - | 06.06.2023 04.11.2022 | New Gauge | 2022-09-27 | 2023-08-13
Formulas:
CALIBRATON DATE = ([CALIBRATION DUE DATE]-365)
Note on B13: Mary Ann: 30,000 PSI - ok 1,000 PSI - out of calibration
Note on B14: Mary Ann: 30,000 PSI - ok 1,000 PSI - out of calibration
Note on B74: Mary Ann Original Micrometer belong to IDM-48 (S/No. 06073343) Screw taken from IDM-49 Host is missing - 22.04.2022
Note on B90: Mary Ann: Original Micrometer belong to IDM-23 (S/No. 06023136)
Note on B91: Mary Ann: Original Micrometer belong to IDM-47 (S/No. 86458710)
Note on B92: Mary Ann: Screw put on IDM-23
Note on B101: Mary Ann: Spindle Jammed
Note on B138: Janette Vinisol: MTQ Tuas have same range - 30"-36" - Q-148
Note on B167: Mary Ann: Dial Gauge Spoilt
Note on B184: Mary Ann: ID damaged
Note on B317: Mary Ann: Northlab not capable to calibrate (no more Master Gauge)
Note on B333: Mary Ann: Notch Area Damaged
Note on B355: Mary Ann: Merged to SPG-188 Go Gauge S/No. 134453
Note on B380: Mary Ann: Northlab not capable to calibrate (no more Master Gauge)
Note on B381: Mary Ann: Recommended to send to manufacturer for next calibration
Note on B416: Janette Vinisol: SN# 83692 removed due to faulty
Note on B418: Mary Ann: Northlab not capable to calibrate (no more Master Gauge)
Note on B420: Mary Ann: No Go Gauge - From SPG-121 S.No. AB08891
Note on O432: Mary Ann: Out of Tolerance
Note on B459: Mary Ann: 114 Pcs, 5pcs missing 1, 1.13, 1.20, 1.30, 1pc wear blocks
Note on B486: Mary Ann: Out of Calibration 27/04/2017
Note on B510: Mary Ann: Out of Accuracy
Note on B566: Janette Vinisol: item hold by Chiew - seldom use - 14/9/22
Note on B597: Mary Ann: PREVIOUS S/NO.: SM21JB0022 / TVL796 SUPERSEDED BY NEW GAUGE SM13EG0125 / ZYT408
Note on B598: Mary Ann: PREVIOUS S/NO.: SM21JB0024 / TVL772 SUPERSEDED BY NEW GAUGE SM13EG0123 / ZYT412
Note on B599: Mary Ann: PREVIOUS S/NO.: ML15LB0270 / TYV951 SUPERSEDED BY NEW GAUGE SM13EG0127 / ZYT406
Note on B600: Mary Ann: ML15LB0277 / UMC843 Superseded by New gauge SM20BF0005 / YFG950
Note on B611: Mary Ann: spoilt
Note on B617: Mary Ann:
Note on B652: Mary Ann: OUT OF TOLERANCE, CANNOT SET TO ZERO
Note on B679: Mary Ann: New Gauge
Note on B681: Janette Vinisol: On Hold by Chiew due to seldom Use. - 14/9/22
Note on B761: Janette Vinisol: Per customer requirement OEM, this gauge need to be calibrated per 6A & 16A -14/2/2022
Note on B781: Janette Vinisol: Item borrow to Tuas on 6/9/22.

## Color Code
Sent for Calibration
Due for Calibration - Not yet Sent
Scrap
On Hold

## NDT Gauges (Link Auto update) (hidden)
S/NO. | MTQ GAUGE ID NO / TAG NO. | DESCRIPTION | GAUGE BRAND / MANUFACTURER | GAUGE RANGE | GAUGE SERIAL NO. | CALIBRATION REQUIREMENTS |  |  |  |  | CALIBRATION AGENCY | CALIBRATION CERTIFICATE NO. | LOCATION | REMARKS
[6 empty] | CALIBRATION METHOD /SPECIFICATION USED | REQUIRED ACCURACY / TOLERANCE | CALIBRATON DATE | INTERVAL | CALIBRATION DUE DATE
1 | MPIM-01 | MPI COIL MACHINE | MAGNAFLUX | -- | 209155 | ASTM E1444 | 10 % / 50A | 2022-08-12 | 6 Months | 2023-02-12 | Micro Tech | 202208C066 | MPI Booth | TRUE | 2022-09-27 | 2023-01-29
2 | MPIY-10 | MPI YOKE | MAGNAFLUX | AC YOKE 10 lbs (230 Vac) | 1223 | ASTM E709-14, ASTM E1444-12 | 10 lbs Block | 2022-03-28 | 6 Months | 2022-09-28 | Mirai | EL22/0159 | QC (Blue Storage Cabinet) | FALSE | 2022-09-27 | 2022-09-14
3 | GM-04 | GAUSS METER | MAGNAFLUX | 20 Gauss | 19-583 | SHE-WI-E001 / ISO/IEC GUIDE 98-3:2008 | ± 5% FULL SCALE DEFLECTION (±2 TOTAL VALUE OF 40) | 2022-08-05 | 6 Months | 2023-02-05 | Shikra Engineering | ELN-22080002-01 | QC Office Cabinet (1) | TRUE | 2022-09-27 | 2023-01-22
4 | GM-05 | GAUSS METER | MAGNAFLUX | 20 Gauss | 19-596 | SHE-WI-E001 / ISO/IEC GUIDE 98-3:2008 | ± 5% FULL SCALE DEFLECTION | 2022-05-23 | 6 Months | 2022-11-23 | Shikra Engineering | ELN-22050006-01 | QC Office Cabinet (1) | TRUE | 2022-09-27 | 2022-11-09
5 | AP-02 | RADIOMETER | SPECTRONICS CORPORATION | 0 - 100 mW/cm² / 0 - 5300 Lux | 1914951 / 1914952 | CTTM - M32 & M33 : 2007 | ± 5% Max. F.S. value | 2022-05-21 | 6 Months | 2022-11-18 | Caltek | CTJ 22-3503 | QC (Open Cabinet) | TRUE | 2022-09-27 | 2022-11-04
6 | TP-02 | TEST PIECE (MAGNETIC WEIGHT LIFT TEST BAR) | PARKER RESEARCH CORP | Bar Weight: 10 lbs, 2oz | 14333 | SHE-WI-M008 | bar weight ± 1 oz | 2021-12-08 | 12 Months | 2022-12-07 | Shikra Engineering | MLN-21110003-01 | QC (Blue Storage Cabinet) | TRUE | 2022-09-27 | 2022-11-23
7 | HRD-01 | PORTABALE BRINELL HARDNESS TESTER | KING TESTER | Load 3,000 kg | VP-48 | MTD/CAL-25:2019 / ASTM E10-18 | Indirect - 3%, Direct - 1% | 2021-12-03 | 12 Months | 2022-12-03 | Setsco | CM-189782 / 10 / 1 | QC (Blue Storage Cabinet) | TRUE | 2022-09-27 | 2022-11-19
8 | HRD-02 | PORTABALE BRINELL HARDNESS TESTER (CHAIN) | KING TESTER | Load 3,000 kg | VU-76 | MTD/CAL-25:2019 / ASTM E-10-18 | Indirect - 3%, Direct - 1% | 2022-02-08 | 12 Months | 2023-02-08 | Setsco | CM-196623/10/1 & CM-196623/20/1 | QC (Blue Storage Cabinet) | TRUE | 2022-09-27 | 2023-01-25
9 | HRD-03 | PORTABALE BRINELL HARDNESS TESTER | KING TESTER | Load 3,000 kg | UT-21 | MTD/CAL-25:2019, ASTM E10-18 | Indirect - 3%, Direct - 1% | 2021-08-18 | 12 Months | 2022-08-18 | Setsco | CM-175384/10/1 & CM-175384/20/1 | QC (Blue Storage Cabinet) | FALSE | 2022-09-27 | 2022-08-04
10 | HRD-04 | ROCKWELL HARDNESS TESTER | EMCOTEST | Scale: HRC; Load: 150 kgf; Indenter: Class B Diamond; Indenter S/No.: 155863 Scale: HRB; Load: 100 kgf; Indenter: 1/16" Carbide Ball; Indenter S/No.: 1724 | Model No.: N5A 100; S/No.: 618 | MTD/CAL-25:2019 / ASTM E18-19 | ± 1 & 2.5 HRB / ± 0.5 & 1 HRC (As per latest ASTM E-18 Standard) | 2021-12-03 | 12 Months | 2022-12-03 | Setsco | CM-185159 / 10 / 1 | QC (Blue Storage Cabinet) | TRUE | 2022-09-27 | 2022-11-19
11 | KEMS-01 | KING ELECTRONIC MICROSCOPE | KING TESTER | 0 - 6.5 mm | KS-40338 | ASTM E10-18 (Class A) | 0.01 mm | 2021-09-15 | 12 Months | 2022-09-15 | Setsco | CM-175510/40/01 | QC (Blue Storage Cabinet) | FALSE | 2022-09-27 | 2022-09-01
12 | KMS-01 | BRINELL READING MICROSCOPE | KING TESTER | 0 - 6 mm | 10173 | SHE-WI-D035 / ASTM E10 | 0.1 mm | 2021-12-07 | 12 Months | 2022-12-06 | Shikra Engineering | DLN-21120001-01 | QC (Blue Storage Cabinet) | TRUE | 2022-09-27 | 2022-11-22
13 | KMS-03 | KING BRINELL SCOPE 20X MODEL: 100 | KING TESTER | 0 - 6 mm | 18063 | ASTM E10-18 (Class A), MTD / CAL-25:2019 | ± 0.01 mm | 2021-09-15 | 12 Months | 2022-09-15 | Setsco | CM-175510/30/01 | QC (Blue Storage Cabinet) | FALSE | 2022-09-27 | 2022-09-01
Formulas:
CALIBRATON DATE = ([CALIBRATION DUE DATE]-184)
CALIBRATION DUE DATE = INDEX(Masterlist!$K3:K793, MATCH([MTQ GAUGE ID NO / TAG NO.],Masterlist!$B3:B793,0))

## For Audit 12.1.2022 (hidden)
S/NO. | MTQ GAUGE ID NO / TAG NO. | DESCRIPTION | GAUGE BRAND / MANUFACTURER | GAUGE RANGE | GAUGE SERIAL NO. | CALIBRATION REQUIREMENTS |  |  |  |  | CALIBRATION AGENCY | CALIBRATION CERTIFICATE NO. | LOCATION | REMARKS
[6 empty] | CALIBRATION METHOD /SPECIFICATION USED | REQUIRED ACCURACY / TOLERANCE | CALIBRATON DATE | INTERVAL | CALIBRATION DUE DATE
1 | PRR-01 | PRESSURE RECORDER | BARTON | 0 - 30,000 PSI | 204E-33337 | MCL/WI/M-05 / BS EN 837-1:1998 & DKD-R-6-1 / API 6A | 1% | 2021-03-30 | 12 Months | 2022-03-30 | Able Cal | 428-21-8P | Gauge Room | TRUE | 31169 PCU 3S | - |  |  | 2022-01-12 | 2022-03-16
2 | PRR-04 | PRESSURE RECORDER | MARTIN DECKER | 0 - 15,000 PSI | S3124B | MCL/WI/M-05, BS EN 837-1:1998 & DKD-R-6-1, API 6A | 1% | 2021-08-31 | 12 Months | 2022-08-31 | Mirai | SAC/PL21/3767 | Gauge Room | TRUE | 700150602 | RCAL2012/002 |  |  | 2022-01-12 | 2022-08-17
3 | PRR-08 | PRESSURE RECORDER | BARTON | 0 - 6,000 PSI | 110994503011 | ABLE CAL-WI-P4, API 6A, BS EN 837-1:1998 | 1% | 2021-03-30 | 12 Months | 2022-03-30 | Able Cal | 428-21-6P | Test Bay | TRUE | 10285290 | - |  |  | 2022-01-12 | 2022-03-16
4 | PRR-12 | PRESSURE RECORDER | BARTON | 0 - 6,000 PSI | 111997997001 | MCL/WI/M-05 / BS EN 837-1:1998 & DKD-R-6-1 / API 6A & 16A | 1% | 2021-12-10 | 12 Months | 2022-12-10 | Mirai | SAC/PL21/5460 | Gauge Room | TRUE | 5361944 | BLP2106378-1S |  |  | 2022-01-12 | 2022-11-26
5 | PRR-14 | PRESSURE RECORDER | BARTON | 0 - 1,000 PSI | 112528723001 | MCL/WI/M-05 / BS EN 837-1:1998 / API 6A, 16A | 1% | 2021-11-30 | 12 Months | 2022-12-01 | Mirai | SAC/PL21/5333 | Test Bay | TRUE | 3722842 | AR-21-1029 |  |  | 2022-01-12 | 2022-11-17
6 | PRR-15 | PRESSURE RECORDER (30,000 PSI) | OIL & GAS MEASUREMENT | 0 - 30,000 PSI | 25126 | MCL/WI/D-05 / BS EN 837-1:1998 & DKD-R-6-1 | 1% | 2021-01-25 | 12 Months | 2022-01-25 | Able Cal | 086-21-2P | Test Bay | FALSE | 25528/480 | - |  |  | 2022-01-12 | 2022-01-11
7 | PRR-17 | PRESSURE & TEMPERATURE RECORDER | BARTON | 0 - 10,000 PSI & 0 - 100 °C | 112772798001 | ABLE CAL-WI-P4, ABLE CAL-WI-T3, API 6A, BS EN 837-1:1998; BS 593:1989 | 1% | 2021-03-30 | 12 Months | 2022-03-30 | Able Cal | 428-21-7PT | Test Bay | TRUE | 10285290 05585 2639006 | - |  |  | 2022-01-12 | 2022-03-16
8 | PRR-18 | PRESSURE RECORDER | BARTON | 0 - 3,000 PSI | 242E / 12105797802 | MCL/WI/M-05 / BS EN 837-1:1998 / API 6A | ± 1% | 2021-12-01 | 12 Months | 2022-12-01 | Mirai | SAC/PL21/5334 | Test Bay | TRUE | 10285290 | - |  |  | 2022-01-12 | 2022-11-17
9 | PRR-19 | PRESSURE RECORDER | BARTON | 0 - 300 PSI | 242E / 12105712901 | MCL/WI/M-05 / BS EN 837-1:1998 & DKD-R-6-1 / API 6A | ± 1% | 2021-04-26 | 12 Months | 2022-04-26 | Mirai | SAC/PL21/1484 | Test Bay | TRUE | 3722842 | AR-21-1029 |  |  | 2022-01-12 | 2022-04-12
10 | PRR-20 | PRESSURE RECORDER | BARTON | 0 - 1,000 PSI | 242E / 12121935604 | MCL/WI/M-05 / BS EN 837-1:1998 & DKD-R-6-1 / API 6A | ± 1% | 2021-04-26 | 12 Months | 2022-04-26 | Mirai | SAC/PL21/1483 | Test Bay | TRUE | 3722842 | AR-21-1029 |  |  | 2022-01-12 | 2022-04-12
11 | PG-89 | PRESSURE TEST GAUGE (API 6A & 16A) | AMBITINST | 0 - 30,000 PSI | 11922481/1 | MCL/WI/M-05 / BS EN 837-1:1998 & DKD-R-6-1 / API 6A & 16A | ± 0.5% | 2021-12-26 | 3 Months | 2022-03-26 | Mirai | SAC/PL21/5695 | Test Bay | TRUE | 700150602 | CM-190538/10/01 |  |  | 2022-01-12 | 2022-03-12
12 | PG-101 | PRESSURE GAUGE | STEWARTS-USA | 0 - 35,000 PSI | S-7233 | MCL/WI/M-05 / BS EN 837-1:1998 & DKD-R-6-1 / API 6A | 2% | 2021-06-12 | 12 Months | 2022-06-12 | Mirai | SAC/PL21/2433 | Test Bay | TRUE | 700150602 | RCAL2012/002 |  |  | 2022-01-12 | 2022-05-29
13 | PG-102 | PRESSURE GAUGE | STEWARTS-USA | 0 - 10,000 PSI | S-7223 | MCL/WI/M-05 / BS EN 837-1:1998 & DKD-R-6-1 / API 6A | ± 2.0% | 2021-08-31 | 12 Months | 2022-08-31 | Mirai | SAC/PL21/3762 | Test Bay | TRUE | 5361944 | SAC/PL20/3881 |  |  | 2022-01-12 | 2022-08-17
14 | PG-103 | PRESSURE GAUGE | STEWARTS-USA | 0 - 1,000 PSI | S-6985 | MCL/WI/M-05 / BS EN 837-1:1998 & DKD-R-6-1 / API 6A | 2% | 2021-06-12 | 12 Months | 2022-06-12 | Mirai | SAC/PL21/2432 | Test Bay | TRUE | 3722842 | AR-21-1029 |  |  | 2022-01-12 | 2022-05-29
15 | PG-104 | PRESSURE GAUGE | STEWARTS-USA | 0 - 1,000 PSI | S-7259 | MCL/WI/M-05 / BS EN 837-1:1998 & DKD-R-6-1 / API 6A | ± 2.0% | 2021-08-31 | 12 Months | 2022-08-31 | Mirai | SAC/PL21/3761 | Test Bay | TRUE | 3722842 | AR-21-1029 |  |  | 2022-01-12 | 2022-08-17
16 | PG-105 | PRESSURE GAUGE | STEWARTS-USA | 0 - 35,000 PSI | S-7362 | MCL/WI/M-05 / BS EN 837-1:1998 & DKD-R-6-1 / API 6A | ± 2.0% | 2021-08-31 | 12 Months | 2022-08-31 | Mirai | SAC/PL21/3763 | Test Bay | TRUE | 700150602 | RCAL2012/002 |  |  | 2022-01-12 | 2022-08-17
17 | PG-108 | PRESSURE GAUGE | ROTOTHERM | 0 - 10,000 PSI | 0760PG120473 | MCL/WI/M-05 / BS EN 837-1:1998 & DKD-R-6-1 / API 6A & 16A | ± 2.0% | 2021-12-09 | 12 Months | 2022-12-09 | Mirai | SAC/PL21/5439 | Test Bay | TRUE | 5361944 | BLP2106378-1S |  |  | 2022-01-12 | 2022-11-25
18 | PG-109 | PRESSURE GAUGE (API 6A) | G & A | 0 - 230 PSI / 0- 16 bar | E160725020 | MCL/WI/M-05 / BS EN 837-1:1998 & DKD-R-6-1 / API 6A | ± 1% | 2021-12-26 | 3 Months | 2022-03-26 | Mirai | SAC/PL21/5690 | Test Bay | TRUE | 3722842 | AR-21-1029 | 20.04.2022 |  | 2022-01-12 | 2022-03-12
19 | PG-110 | DIGITAL PRESSURE GAUGE | AEP | 0 - 2000 bar | BIT02B / 926307 | MCL/WI/M-05 / BS EN 837-1:1998 & DKD-R-6-1 | ± 0.2% linearity & hysteresis | 2021-06-16 | 12 Months | 2022-06-16 | Mirai | SAC/PL21/2467 | Test Bay | TRUE | 700150602 | RCAL2012/002 |  |  | 2022-01-12 | 2022-06-02
20 | PG-111 | PRESSURE TEST GAUGE (API 6A & 16A) | ROTOTHERM | 0 - 10,000 PSI | 0760PG120475 | MCL/WI/M-05 / BS EN 837-1:1998 & DKD-R-6-1 / API 6A, 16A | ± 0.5% | 2021-10-12 | 3 Months | 2022-01-12 | Mirai | SAC/PL21/4538 | Gauge Room | FALSE | 4023823 | SAC/PL21/2393 |  |  | 2022-01-12 | 2021-12-29
21 | PG-112 | PRESSURE TEST GAUGE (API 6A & 16A) | ROTOTHERM | 0 - 1,000 PSI | 0776PG120001 | MCL/WI/M-05 / BS EN 837-1:1998 & DKD-R-6-1 / API 6A, 16A | ± 0.5% | 2021-10-12 | 3 Months | 2022-01-12 | Mirai | SAC/PL21/4535 | Gauge Room | FALSE | 3722842 | AR-21-1029 |  |  | 2022-01-12 | 2021-12-29
22 | PG-113 | PRESSURE TEST GAUGE (API 6A & 16A) | ROTOTHERM | 0 - 3,000 PSI | 0780PG120005 | MCL/WI/M-05 / BS EN 837-1:1998 & DKD-R-6-1 / API 6A, 16A | ± 0.5% | 2021-10-12 | 3 Months | 2022-01-12 | Mirai | SAC/PL21/4536 | Test Bay | FALSE | 4023823 | SAC/PL21/2393 |  |  | 2022-01-12 | 2021-12-29
23 | PG-114 | PRESSURE TEST GAUGE (API 6A & 16A) | ROTOTHERM | 0 - 1,000 PSI | 0778PG120004 | MCL/WI/M-05 / BS EN 837-1:1998 & DKD-R-6-1 / API 6A & 16A | ± 0.5% | 2021-12-26 | 3 Months | 2022-03-26 | Mirai | SAC/PL21/5691 | Test Bay | TRUE | 3722842 | AR-21-1029 | 20.04.2022 |  | 2022-01-12 | 2022-03-12
24 | PG-115 | PRESSURE TEST GAUGE (API 6A & 16A) | ROTOTHERM | 0 - 3,000 PSI | 0780PG120006 | MCL/WI/M-05 / BS EN 837-1:1998 & DKD-R-6-1 / API 6A & 16A | ± 0.5% | 2021-12-26 | 3 Months | 2022-03-26 | Mirai | SAC/PL21/5692 | Test Bay | TRUE | 5361944 | BLP2106378-1S | 05.10.2022 |  | 2022-01-12 | 2022-03-12
25 | PG-116 | PRESSURE TEST GAUGE (API 6A & 16A) | ROTOTHERM | 0 - 10,000 PSI | 0760PG120474 | MCL/WI/M-05 / BS EN 837-1:1998 & DKD-R-6-1 / API 6A & 16A | ± 0.5% | 2021-12-26 | 3 Months | 2022-03-26 | Mirai | SAC.PL21/5694 | Test Bay | TRUE | 5361944 | BLP2106378-1S | 05.10.2022 |  | 2022-01-12 | 2022-03-12
26 | PG-117 | PRESSURE TEST GAUGE (API 6A & 16A) | STEWARTS-BUCHANAN GAUGES LTD | 0 - 6,000 PSI | 20925246/1 | MCL/WI/M-05 / BS EN 837-1:1998 & DKD-R-6-1 / API 6A & 16A | ± 0.5% | 2021-12-26 | 3 Months | 2022-03-26 | Mirai | SAC/PL21/5693 | Gauge Room | TRUE | 5361944 | BLP2106378-1S | 05.10.2022 | New Gauge | 2022-01-12 | 2022-03-12
27 | PG-118 | DIGITAL HGH PRESSURE GAUGE | ADDITEL CORPORATION | 0 - 50,000 PSI | Model No.: ADT681-20-GP50K-PSI-AF-DL / Serial No.: 211H20240007 | QCD/TRSG/P08 / ADT681;Lab3.0.6;ADT681V03.08 / ANSI/NCSL Z540-1:R2002 | ± 0.2% F.S. | 2021-04-27 | 12 Months | 2022-04-27 | Trescal | SALPR/0325/1/21 | Test Bay | TRUE | 7326/283 PCU V491 | PL004524 |  |  | 2022-01-12 | 2022-04-13
28 | PG-119 | PRESSURE TEST GAUGE (API 6A & 16A) | STEWARTS-BUCHANAN GAUGES LTD | 0 - 30,000 PSI | 20925245/1 | MCL/WI/M-05 / BS EN 837-1:1998 & DKD-R-6-1 / API 6A, 16A | ± 0.5% | 2021-10-12 | 3 Months | 2022-01-12 | Mirai | SAC/PL21/4539 | Test Bay | FALSE | 4023823 | SAC/PL21/2393 |  | New Gauge | 2022-01-12 | 2021-12-29
29 | PG-120 | PRESSURE TEST GAUGE (API 6A & 16A) | STEWARTS-BUCHANAN GAUGES LTD | 0- 6,000 PSI | 20925246/2 | MCL/WI/M-05 / BS EN 837-1:1998 & DKD-R-6-1 / API 6A, 16A | ± 0.5% | 2021-10-12 | 3 Months | 2022-01-12 | Mirai | SAC/PL21/4537 | Gauge Room | FALSE | 4023823 | SAC/PL21/2393 |  | New Gauge | 2022-01-12 | 2021-12-29
30 | PTB-01 | PRESSURE TRANSDUCER, BLUETOOTH C/W TABLET READOUT | GP:50 | 0 - 30,000 PSI | Model No.BT4BSF7FM / S.No. 222398 | MCL/WI/M-05 / BS EN 837-1:1998 & DKD-R-6-1 / API 6A | Static Accuracy ± 0.5% | 2021-09-23 | 12 Months | 2022-09-23 | Mirai | SAC/PL21/4278 | Chiew | FALSE | 700150602 | RCAL2012/002 |  |  | 2022-09-27 | 2022-09-09
31 | VDG-03 | VERNIER DEPTH GAUGE | MITUTOYO | 0 - 24" | 700987 | JIS B 7518:2018 / MCL/WI/D-28 | 0.001" / 0.0015" | 2021-12-09 | 12 Months | 2022-12-09 | Mirai | DM21/2721 | QC (Blue Storage Cabinet) | TRUE | 1002 | - |  |  | 2022-01-12 | 2022-11-25
32 | VDG-07 | DIGIMATIC DEPTH GAUGE | MITUTOYO | 0 - 450 mm | 0003540 | MCL/WI-D28 / JIS B 7507:2016 | 0.02 mm / 0.04 mm | 2021-06-26 | 12 Months | 2022-06-26 | Mirai | DM21/1164 | QC (Blue Storage Cabinet) | TRUE | 0802731/10290 SP-02 | - |  |  | 2022-01-12 | 2022-06-12
33 | VDG-13 | DIGIMATIC DEPTH GAUGE | MITUTOYO | 0 - 12" | 0022274 | MCL/WI-D-28 / JIS B 7518:2018 | 0.001" | 2021-08-30 | 12 Months | 2022-08-30 | Mirai | DM21/1802 | QC Cabinet | TRUE | 1002 SP-02 | - |  |  | 2022-01-12 | 2022-08-16
34 | VDG-14 | DIGIMATIC DEPTH GAUGE | MITUTOYO | 0 - 300 mm | 0029291 | CTMD 504-02 & JIS B7518:2018 | 0.02 mm | 2021-05-24 | 12 Months | 2022-05-24 | Caltek | SCD 1794-21 | QC Cabinet | TRUE | DID 502 DID 503A DID 509 DID 512 | - |  | New Gauge | 2022-01-12 | 2022-05-10
35 | IDM-14 | INTERNAL STICK MICROMETER | MITUTOYO | 50 - 150 mm | 72887 | MCL/WI/D-09 (Issue No.3) | 0.05 mm | 2021-09-27 | 12 Months | 2022-09-27 | Mirai | DM21/2042 | Gauge Room | TRUE | AE0136 | - |  |  | 2022-01-12 | 2022-09-13
36 | IDM-16 | INTERNAL STICK MICROMETER | MITUTOYO | 50 - 300 mm | 3540 / 30507 / 37136642 / 37145523 / 37120623 / 37147303 / 37139772 / 37144489 | MCL/WI/D-09 / BS 959:2008 | 0.05 mm | 2021-12-24 | 12 Months | 2022-12-24 | Mirai | DM21/2989-2994 & DM22/0012-0013 | Gauge Room | TRUE | AE0136 | - | 08.06.2022 |  | 2022-01-12 | 2022-12-10
37 | IDM-23 | INTERNAL STICK MICROMETER | MITUTOYO | 100 - 2100 mm | 06073343 | MCL/WI/D-09 / BS 959:2008 | 0.05 mm | 2021-04-17 | 12 Months | 2022-04-17 | Mirai | DM21/0848 | Gauge Room | TRUE | AE0136 | - |  |  | 2022-01-12 | 2022-04-03
38 | IDM-29 | INTERNAL STICK MICROMETER | MITUTOYO | 100 - 1300 mm | 56121135 | BS 959 : 2008, MCL/WI/D-09 (ISSUE NO.3) | 0.05 mm | 2021-10-25 | 12 Months | 2022-10-25 | Mirai | DM21/2280 | Gauge Room | TRUE | AE0136 | - |  |  | 2022-01-12 | 2022-10-11
39 | IDM-38 | INTERNAL STICK MICROMETER | MITUTOYO | 25 - 50 mm | 00921 | MCL/WI/D-13 (ISSUE NO.2), BS 959:2008 | 0.05 mm | 2021-08-30 | 12 Months | 2022-08-30 | Mirai | DM21/1803 | Gauge Room | TRUE | AE0136 | - |  |  | 2022-01-12 | 2022-08-16
40 | IDM-43 | INTERNAL STICK MICROMETER | MITUTOYO | 125 - 150 mm | 07108908 | BS 959:2008 / MCL/WI/D-09 | 0.05 mm | 2021-12-09 | 12 Months | 2022-12-09 | Mirai | DM21/2716 | Gauge Room | TRUE | AE0136 | - |  |  | 2022-01-12 | 2022-11-25
41 | IDM-44 | INTERNAL STICK MICROMETER | MITUTOYO | 150 - 175 mm | 07105125 | BS 959:2008 / MCL/WI/D-09 | 0.05 mm | 2021-12-09 | 12 Months | 2022-12-09 | Mirai | DM21/2717 | Gauge Room | TRUE | AE0136 | - |  |  | 2022-01-12 | 2022-11-25
42 | IDM-47 | INTERNAL STICK MICROMETER | MITUTOYO | 100 - 2100 mm | 06023136 | BS 959:2008 | 0.05 mm | 2021-03-25 | 12 Months | 2022-03-25 | Able Cal | 342-21-11D | Gauge Room | TRUE | 0907 | - |  |  | 2022-01-12 | 2022-03-11
43 | IDM-48 | INTERNAL STICK MICROMETER | MITUTOYO | 100 - 1300 mm | 86458710 | BS 959 : 2008, MCL/WI/D-09 (ISSUE NO.3) | 0.05 mm | 2021-10-25 | 12 Months | 2022-10-25 | Mirai | DM21/2279 | QC (Open Cabinet) | TRUE | AE0136 | - |  |  | 2022-01-12 | 2022-10-11
44 | IDM-51 | INTERNAL STICK MICROMETER | MITUTOYO | 175 - 200 mm | 47074451 | BS 959:2008 / MCL/WI/D-09 | 0.05 mm | 2021-12-09 | 12 Months | 2022-12-09 | Mirai | DM21/2718 | Gauge Room | TRUE | AE0136 | - |  |  | 2022-01-12 | 2022-11-25
45 | IDM-52 | INTERNAL STICK MICROMETER | MITUTOYO | 200 - 225 mm | 47081910 | BS 959:2008 | 0.05 mm | 2021-01-15 | 12 Months | 2022-01-15 | Mirai | DM21/0073 | Gauge Room | FALSE | 0802731 / 0707521 | - |  |  | 2022-01-12 | 2022-01-01
46 | IDM-53 | INTERNAL STICK MICROMETER | MITUTOYO | 100 - 125 mm | 47044958 | BS 959:2008 / MCL/WI/D-09 | 0.05 mm | 2021-12-09 | 12 Months | 2022-12-09 | Mirai | DM21/2719 | Gauge Room | TRUE | AE0136 | - |  |  | 2022-01-12 | 2022-11-25
47 | IDM-54 | INTERNAL STICK MICROMETER | MITUTOYO | 2 - 60" | 0005446 | BS 959:2008, MCL/WI/D-09 (ISSUE NO.3) | ± 0.0019" | 2021-10-08 | 12 Months | 2022-10-08 | Mirai | DM21/2167 | QC (Open Cabinet) | TRUE | AE0136 | - |  |  | 2022-01-12 | 2022-09-24
48 | IDM-55 | INTERNAL STICK MICROMETER | MITUTOYO | 2 - 60" | 1009803 | MCL/WI/D-09 & BS 959:2008 | 0.0019" | 2021-06-26 | 12 Months | 2022-06-26 | Mirai | DM21/1158 | QC (Open Cabinet) | TRUE | AE0136 | - |  |  | 2022-01-12 | 2022-06-12
49 | IDM-56 | INTERNAL STICK MICROMETER | MITUTOYO | 175 - 200 mm | 66873451 | MCL/WI/D-09 & BS 959:2008 | 0.05 mm | 2021-02-05 | 12 Months | 2022-02-05 | Mirai | DM21/0204 | Production Tool Room | TRUE | 0802731 0707521 | - |  |  | 2022-01-12 | 2022-01-22
50 | IDM-57 | INTERNAL STICK MICROMETER | MITUTOYO | 2 - 60" | 9000810 | MCL/WI/D-09 & BS 959:2008 | 0.0019" | 2021-02-05 | 12 Months | 2022-02-05 | Mirai | DM21/0203 | QC (Open Cabinet) | TRUE | AE0136 | - |  | New Gauge | 2022-01-12 | 2022-01-22
51 | IDM-58 | INTERNAL STICK MICROMETER | MITUTOYO | 125 - 150 mm | 71071743 | MCL/WI-M43 & BS 870:2008 | ± 0.05 mm | 2021-05-18 | 12 Months | 2022-05-18 | Mirai | DM21/0999 | Production Tool Room | TRUE | 0802731 | - |  | New Gauge | 2022-01-12 | 2022-05-04
52 | IDM-59 | INTERNAL STICK MICROMETER | MITUTOYO | 125 - 150 mm | 71187303 | MCL/WI-M43 & BS 870:2008 | ± 0.05 mm | 2021-05-18 | 12 Months | 2022-05-18 | Mirai | DM21/0998 | Production Tool Room | TRUE | 0802731 | - |  | New Gauge | 2022-01-12 | 2022-05-04
53 | ODM-18 | OD MICROMETER | MITUTOYO | 8" - 9" | -- | MCL/WI-D-02 / BS 870:2008 | 0.0007" | 2021-03-03 | 12 Months | 2022-03-03 | Mirai | DM21/0364 | Gauge Room | TRUE | 707521 006576, 003530,003600, 003815 | - |  |  | 2022-01-12 | 2022-02-17
54 | ODM-19 | OD MICROMETER | MITUTOYO | 9" - 10" | 2125863 | BS 870:2008 | 0.0007" | 2021-01-15 | 12 Months | 2022-01-15 | Mirai | DM21/0074 | Gauge Room | FALSE | 0707521 006576, 003530,003600, 003815 | - |  |  | 2022-01-12 | 2022-01-01
55 | ODM-47 | OD MICROMETER (BLADE) | MITUTOYO | 3" - 4" | -- | BS 870 : 2008, MCL/WI/D-02 (ISSUE NO.2) | 0.0007" | 2021-10-25 | 12 Months | 2022-10-25 | Mirai | DM21/2274 | Gauge Room | TRUE | 707521 | - |  |  | 2022-01-12 | 2022-10-11
56 | ODM-49 | OD MICROMETER (BLADE) | MITUTOYO | 100 - 125 mm | 57061262 | BS 870 : 2008, MCL/WI/D-02 (ISSUE NO.2) | 0.02 mm | 2021-10-25 | 12 Months | 2022-10-25 | Mirai | DM21/2278 | Gauge Room | TRUE | 707521 | - |  |  | 2022-01-12 | 2022-10-11
57 | ODM-53 | OD MICROMETER | MITUTOYO | 3" - 4" | 37114784 / 8005535 | MCL//WI/D-02 / BS 870:2008 | 0.0007" | 2021-04-01 | 12 Months | 2022-04-01 | Mirai | DM21/0674 | Gauge Room | TRUE | 0707521 006576, 003530,003600, 003815 | - |  |  | 2022-01-12 | 2022-03-18
58 | ODM-57 | OD MICROMETER | MITUTOYO | 7 - 8" | 2004035 | MCL/WI/D-02 & BS 870:2008 | 0.0007" | 2021-04-26 | 12 Months | 2022-04-26 | Mirai | DM21/0927 | Gauge Room | TRUE | 0707521 006576, 003530,003600, 003815 | - |  |  | 2022-01-12 | 2022-04-12
59 | ODM-60 | OD MICROMETER | MITUTOYO | 10"- 11" | 1065670 | MCL/WI/D-02 / BS 870: 2008 | 0.0007" | 2021-12-24 | 12 Months | 2022-12-24 | Mirai | DM21/2995 | Gauge Room | TRUE | 707521 003600,003815,006576,003530 | - | 30.04.2022 07.07.2023 |  | 2022-01-12 | 2022-12-10
60 | ODM-61 | OD MICROMETER | MITUTOYO | 11"- 12" | 1072099 | MCL//WI/D-02 / BS 870:2008 | 0.0007" | 2021-04-01 | 12 Months | 2022-04-01 | Mirai | DM21/0673 | Gauge Room | TRUE | 0707521 006576, 003530,003600, 003815 | - |  |  | 2022-01-12 | 2022-03-18
61 | ODM-63 | SETTING ROD | MITUTOYO | 2" | 1104925 | MCL/WI/SR02 | 0.0007" | 2021-12-24 | 12 Months | 2022-12-24 | Mirai | DM21/2982 | Gauge Room | TRUE | AE0136 | - | 08.06.2022 |  | 2022-01-12 | 2022-12-10
62 | ODM-65 | SETTING ROD | MITUTOYO | 4" | 1098747 | MCL/WI/SR02 | 0.0007" | 2021-12-24 | 12 Months | 2022-12-24 | Mirai | DM21/2983 | Gauge Room | TRUE | AE0136 | - | 08.06.2022 |  | 2022-01-12 | 2022-12-10
63 | ODM-66 | SETTING ROD | MITUTOYO | 5" | 1099038 | MCL/WI/SR02 | 0.0007" | 2021-12-24 | 12 Months | 2022-12-24 | Mirai | DM21/2984 | Gauge Room | TRUE | AE0136 | - | 08.06.2022 |  | 2022-01-12 | 2022-12-10
64 | ODM-67 | SETTING ROD | MITUTOYO | 6" | 1099401 | MCL/WI/SR02 | 0.0007" | 2021-12-24 | 12 Months | 2022-12-24 | Mirai | DM21/2985 | Gauge Room | TRUE | AE0136 | - | 08.06.2022 |  | 2022-01-12 | 2022-12-10
65 | ODM-70 | SETTING ROD | MITUTOYO | 9" | 1093178 | MCL/WI/SR02 | 0.0007" | 2021-12-24 | 12 Months | 2022-12-24 | Mirai | DM21/2986 | Gauge Room | TRUE | AE0136 | - | 08.06.2022 |  | 2022-01-12 | 2022-12-10
66 | ODM-71 | SETTING ROD | MITUTOYO | 10" | 1104778 | MCL/WI/SR02 | 0.0007" | 2021-12-24 | 12 Months | 2022-12-24 | Mirai | DM21/2987 | Gauge Room | TRUE | AE0136 | - | 08.06.2022 |  | 2022-01-12 | 2022-12-10
67 | ODM-72 | SETTING ROD | MITUTOYO | 11" | 1079322 | MCL/WI/SR02 | 0.0007" | 2021-12-24 | 12 Months | 2022-12-24 | Mirai | DM21/2988 | Gauge Room | TRUE | AE0136 | - | 08.06.2022 |  | 2022-01-12 | 2022-12-10
68 | ODM-73 | OD MICROMETER | MITUTOYO | 100 - 125 mm | 87200591 / 8113808 | MCL/WI/D-02 & BS 870:2008 | 0.02 mm | 2021-04-26 | 12 Months | 2022-04-26 | Mirai | DM21/0926 | Gauge Room | TRUE | 0707521 006576, 003530,003600, 003815 | - |  |  | 2022-01-12 | 2022-04-12
69 | ODM-76 | OD MICROMETER | MITUTOYO | 150 - 300 mm | 6129388 | MCL/WI-D-02 / BS 870:2008 | 0.02 mm | 2021-09-21 | 12 Months | 2022-09-21 | Mirai | DM21/1937 | Gauge Room | TRUE | 0707521 006576, 003530,003600, 003815 AE0136 | - |  |  | 2022-01-12 | 2022-09-07
70 | ODM-77 | OD MICROMETER | MITUTOYO | 300 - 400 mm | 11000438 | MCL/WI-M18 / BS 870:2008 | 0.02 mm | 2021-06-26 | 12 Months | 2022-06-26 | Mirai | DM21/1163 | Gauge Room | TRUE | 0707521 006576, 003530,003600, 003815 | - |  |  | 2022-01-12 | 2022-06-12
71 | ODM-78 | OD MICROMETER | MITUTOYO | 400 - 500 mm | 11000026 | MCL/WI-D-02 / BS 870:2008 | 0.02 mm | 2021-03-03 | 12 Months | 2022-03-03 | Mirai | DM21/0361 | Gauge Room | TRUE | 0707521 006576, 003530,003600, 003815 | - |  |  | 2022-01-12 | 2022-02-17
72 | ODM-79 | OD MICROMETER | MITUTOYO | 500 - 600 mm | 1009537 | MCL/WI-D-02 / BS 870:2008 | 0.02 mm | 2021-09-21 | 12 Months | 2022-09-21 | Mirai | DM21/1938 | Gauge Room | TRUE | 0707521 006576, 003530,003600, 003815 AE0136 | - |  |  | 2022-01-12 | 2022-09-07
73 | ODM-80 | OD MICROMETER | MITUTOYO | 600 - 700 mm | 11001905 | BS 870 : 2008 | 0.02 mm | 2021-06-14 | 12 Months | 2022-06-14 | Mirai | DM21/1104 | Gauge Room | TRUE | 0707521 006576, 003530,003600, 003815 | - |  |  | 2022-01-12 | 2022-05-31
74 | ODM-81 | OD MICROMETER | MITUTOYO | 700 - 800 mm | 1005447 | MCL/WI/D-02 / BS 870:2008 | 0.02 mm | 2021-09-21 | 12 Months | 2022-09-21 | Mirai | DM21/1936 | Gauge Room | TRUE | 0707521 006576, 003530,003600, 003815 AE0136 | - |  |  | 2022-01-12 | 2022-09-07
75 | ODM-82 | OD MICROMETER | MITUTOYO | 800 - 900 mm | 11000470 | BS 870 : 2008 | 0.02 mm | 2021-06-14 | 12 Months | 2022-06-14 | Mirai | DM21/1103 | Gauge Room | TRUE | 0707521 006576, 003530,003600, 003815 | - |  |  | 2022-01-12 | 2022-05-31
76 | ODM-84 | OD MICROMETER | MITUTOYO | 1000 - 1100 mm | 02003495 | BS 870:2008 | 0.02 mm | 2021-08-30 | 12 Months | 2022-08-30 | Mirai | DM21/1797 | Gauge Room | TRUE | 0707521 006576, 003530,003600, 003815 | - |  |  | 2022-01-12 | 2022-08-16
77 | ODM-85 | OD MICROMETER | MITUTOYO | 1100 - 1200 mm | 8012828 | MCL/WI/D-02, BS 870:2008 | 0.02 mm | 2021-09-21 | 12 Months | 2022-09-21 | Mirai | DM21/1940 | Gauge Room | TRUE | 0707521 006576, 003530,003600, 003815 AE0136 | - |  |  | 2022-01-12 | 2022-09-07
78 | ODM-86 | OD MICROMETER | MITUTOYO | 1200 - 1300 mm | 2002041 | MCL/WI/D-02, BS 870:2008 | 0.02 mm | 2021-09-21 | 12 Months | 2022-09-21 | Mirai | DM21/1939 | Gauge Room | TRUE | 0707521 006576, 003530,003600, 003815 AE0136 | - |  |  | 2022-01-12 | 2022-09-07
79 | ODM-88 | OD MICROMETER | MITUTOYO | 75 - 100 mm | 85231706 / 8172179 | MCL/WI-M18 / BS 870:2008 | 0.02 mm | 2021-04-01 | 12 Months | 2022-04-01 | Mirai | DM21/0677 | Gauge Room | TRUE | 0707521 006576, 003530,003600, 003815 AE0136 | - |  |  | 2022-01-12 | 2022-03-18
80 | ODM-89 | OD MICROMETER | MITUTOYO | 150 -175 mm | 56181054 / 5047751 | MCL/WI-M18 / BS 870:2008 | 0.02 mm | 2021-04-01 | 12 Months | 2022-04-01 | Mirai | DM21/0675 | Gauge Room | TRUE | 0707521 006576, 003530,003600, 003815 | - |  |  | 2022-01-12 | 2022-03-18
81 | ODM-90 | OD MICROMETER | MITUTOYO | 200 - 300 mm | 96014691 | MCL/WI-M18 / BS 870:2008 | 0.02 mm | 2021-04-01 | 12 Months | 2022-04-01 | Mirai | DM21/0676 | Gauge Room | TRUE | 0707521 006576, 003530,003600, 003815 | - |  |  | 2022-01-12 | 2022-03-18
82 | ODM-92 | OD MICROMETER | MITUTOYO | 1300 - 1400 mm | 11001994 | MCL/WI/D-02/ BS 870:2008 | 0.02 mm | 2021-09-21 | 12 Months | 2022-09-21 | Mirai | DM21/1941 | Gauge Room | TRUE | 0707521 006576, 003530,003600, 003815 AE0136 | - |  |  | 2022-01-12 | 2022-09-07
83 | ODM-93 | OD MICROMETER | MITUTOYO | 1" - 2" | 17162440 / 1091165 | MCL/WI/D-02 & BS 870:2008 | ± 0.0007" | 2021-05-18 | 12 Months | 2022-05-18 | Mirai | DM21/1000 | Gauge Room | TRUE | 0707521 006576, 003530,003600, 003815 | - |  |  | 2022-01-12 | 2022-05-04
84 | ODM-94 | OD MICROMETER | MITUTOYO | 0 - 1" | 47077797 | MCL/WI/D-02 / BS 870:2008 | 0.0007" | 2021-04-17 | 12 Months | 2022-04-17 | Mirai | DM21/0854 | Gauge Room | TRUE | 0707521 006576, 003530,003600, 003815 | - |  |  | 2022-01-12 | 2022-04-03
85 | ODM-97 | OD MICROMETER | MITUTOYO | 3" - 4" | 87098574 / 2188474 | BS 870:2008 | 0.0007" | 2021-01-15 | 12 Months | 2022-01-15 | Mirai | DM21/0075 | Gauge Room | FALSE | 0707521 006576, 003530,003600, 003815 | - |  |  | 2022-01-12 | 2022-01-01
86 | ODM-98 | OD MICROMETER | MITUTOYO | 4" - 5" | 47042579 / 4016230 | BS 870:2008 | 0.0007" | 2021-01-15 | 12 Months | 2022-01-15 | Mirai | DM21/0076 | Gauge Room | FALSE | 0707521 006576, 003530,003600, 003815 | - |  |  | 2022-01-12 | 2022-01-01
87 | ODM-99 | OD MICROMETER | MITUTOYO | 5" - 6" | 27052727 / 2031052 | BS 870:2008 | 0.0007" | 2021-01-15 | 12 Months | 2022-01-15 | Mirai | DM21/0077 | Gauge Room | FALSE | 0707521 006576, 003530,003600, 003815 | - |  |  | 2022-01-12 | 2022-01-01
88 | ODM-100 | OD MICROMETER | MITUTOYO | 6"- 7" | 47041271 / 4017990 | MCL/WI/D-02 / BS 870:2008 | 0.0007" | 2021-12-24 | 12 Months | 2022-12-24 | Mirai | DM21/2996 | Gauge Room | TRUE | 707521 003600,003815,006576,003530 AE0136 | - | 30.04.2022 07.07.2023 08.06.2022 |  | 2022-01-12 | 2022-12-10
89 | ODM-101 | OD MICROMETER | MITUTOYO | 0 - 1" | 66663436 | BS 870:2008 & MCL/WI/D-02 | ± 0.0007" | 2021-07-04 | 12 Months | 2022-07-04 | Mirai | DM21/1243 | Gauge Room | TRUE | 707521 006576, 003530,003600, 003815 | - |  |  | 2022-01-12 | 2022-06-20
90 | ODM-102 | OD MICROMETER | MITUTOYO | 900 - 1000 mm | 62039420 | BS 870:2008 | 0.02 mm | 2021-07-04 | 12 Months | 2022-07-04 | Mirai | DM21/1244 | Gauge Room | TRUE | 707521 006576, 003530,003600, 003815 | - |  |  | 2022-01-12 | 2022-06-20
91 | VRC-57 | VERNIER CALIPER | MITUTOYO | 0 - 600 mm | 525372 | MCL/WI/D01 & BS 887:2008 | ± 0.02 / 0.04 mm | 2021-04-01 | 12 months | 2022-04-01 | Mirai | DM21/0680 | Gauge Room | TRUE | 1002 XEU622 | - |  |  | 2022-01-12 | 2022-03-18
92 | VRC-106 | VERNIER CALIPER | MITUTOYO | 0 - 1000 mm | 08016160 | MCL/WI/D-01 & BS 887:2008 | ± 0.02 / 0.04 / 0.06 mm | 2021-04-17 | 12 Months | 2022-04-17 | Mirai | DM21/0849 | Gauge Room | TRUE | 1002 XEU622 | - |  |  | 2022-01-12 | 2022-04-03
93 | VRC-131 | VERNIER CALIPER | MITUTOYO | 0 - 12" | 12569076 | MCL/WI/D-01 / BS 887:2008 | ± 0.001" | 2021-04-01 | 12 Months | 2022-04-01 | Mirai | DM21/0679 | QC (Naga) | TRUE | 1002 XEU622 | - |  |  | 2022-01-12 | 2022-03-18
94 | VRC-136 | VERNIER CALIPER | MITUTOYO | 0 - 12" | 12569149 | MCL/WI/D-01 & BS 887: 2008 | ± 0.001" | 2021-03-03 | 12 Months | 2022-03-03 | Mirai | DM21/0366 | QC (Blue Storage Cabinet) | TRUE | 1002 XEU622 | - |  |  | 2022-01-12 | 2022-02-17
95 | VRC-142 | VERNIER CALIPER | MITUTOYO | 0 - 24" | 12008018 | MCL/WI/D-01 (Issue No. 3), BS 887:2008 | ± 0.0007" / 0.001" / 0.0015" | 2021-08-30 | 12 Months | 2022-08-30 | Mirai | DM21/1801 | Gauge Room | TRUE | 1002 XEU622 | - |  |  | 2022-01-12 | 2022-08-16
96 | VRC-143 | VERNIER CALIPER | MITUTOYO | 0 - 40” | 11009322 | MCL/WI/D-01 (Issue No. 3), BS 887:2008 | ± 0.0007" / 0.001" / 0.0015" / 0.002" | 2021-08-30 | 12 Months | 2022-08-30 | Mirai | DM21/1798 | Gauge Room | TRUE | 1002 XEU622 | - |  |  | 2022-01-12 | 2022-08-16
97 | VRC-149 | VERNIER CALIPER | MITUTOYO | 0 - 12" | 13513303 | MCL/WI/DI-01 / BS 887:2008 | ± 0.001" | 2021-06-14 | 12 Months | 2022-06-14 | Mirai | DM21/1090 | Production | TRUE | 1002 XEU622 | - |  |  | 2022-01-12 | 2022-05-31
98 | VRC-153 | VERNIER CALIPER | MITUTOYO | 0 - 12" | 13534331 | MCL/WI/DI-01 / BS 887:2008 | ± 0.001" | 2021-06-14 | 12 Months | 2022-06-14 | Mirai | DM21/1087 | Production | TRUE | 1002 XEU622 | - |  |  | 2022-01-12 | 2022-05-31
99 | VRC-154 | VERNIER CALIPER | MITUTOYO | 0 - 12" | 13513308 | BS 887 : 2008 | ± 0.001" | 2021-02-04 | 12 Months | 2022-02-04 | Mirai | DM21/0181 | Production | TRUE | 1002 XEU622 | - |  |  | 2022-01-12 | 2022-01-21
100 | VRC-156 | DIGIMATIC CALIPER | MITUTOYO | 0 - 600 mm / 0 - 24" | 0044156 | MCL/WI/D-01 (Issue No.3) / BS 887:2008 | ± 0.0007" / 0.001" / 0.0015" | 2021-10-25 | 12 Months | 2022-10-25 | Mirai | DM21/2281 | Gauge Room | TRUE | 1002 XEU622 | - |  |  | 2022-01-12 | 2022-10-11
101 | VRC-157 | DIGIMATIC CALIPER | MITUTOYO | 0 - 24" | 0044155 | MCL/WI/D-01 (Issue No.3) / BS 887:2008 | ± 0.0007" / 0.001" / 0.0015" | 2021-11-30 | 12 Months | 2022-11-30 | Mirai | DM21/2632 | QC (Blue Storage Cabinet) | TRUE | 1002, XEU622 | - |  |  | 2022-01-12 | 2022-11-16
102 | VRC-158 | DIGIMATIC CALIPER | MITUTOYO | 0 - 600 mm / 0 - 24" | 0006865 | MCL/WI/D-01 (Issue No.3) / BS 887:2008 | ± 0.0007" / 0.001" / 0.0015" | 2021-10-25 | 12 Months | 2022-10-25 | Mirai | DM21/2282 | Gauge Room | TRUE | 1002 XEU622 | - |  |  | 2022-01-12 | 2022-10-11
103 | VRC-159 | DIGIMATIC CALIPER | MITUTOYO | 0 - 24" | 0006337 | MCL/WI/D-01 (Issue No.3) / BS 887:2008 | ± 0.0007" / 0.001" / 0.0015" | 2021-11-30 | 12 Months | 2022-11-30 | Mirai | DM21/2633 | QC (Blue Storage Cabinet) | TRUE | 1002, XEU622 | - |  |  | 2022-01-12 | 2022-11-16
104 | VRC-160 | VERNIER CALIPER | MITUTOYO | 0 - 12" | 13524953 | MCL/WI/DI-01 / BS 887:2008 | ± 0.001" | 2021-06-14 | 12 Months | 2022-06-14 | Mirai | DM21/1089 | Production | TRUE | 1002 XEU622 | - |  |  | 2022-01-12 | 2022-05-31
105 | VRC-164 | VERNIER CALIPER | MITUTOYO | 0 - 12" | 14504954 | BS 887 : 2008 | ± 0.001" | 2021-02-04 | 12 Months | 2022-02-04 | Mirai | DM21/0179 | Production | TRUE | 1002 XEU622 | - |  |  | 2022-01-12 | 2022-01-21
106 | VRC-165 | DIGIMATIC CALIPER | MITUTOYO | 0 - 300 mm | 0015107 | MCL/WI/D-01 (Issue No. 3) / JIS B7507:1993 | ± 0.02 mm | 2021-06-14 | 12 Months | 2022-06-14 | Mirai | DM21/1091 | Production | TRUE | 1002 XEU622 | - |  |  | 2022-01-12 | 2022-05-31
107 | VRC-168 | VERNIER CALIPER | MITUTOYO | 0 - 12" | 14510584 | BS 887 : 2008 | ± 0.001" | 2021-02-04 | 12 Months | 2022-02-04 | Mirai | DM21/0183 | Production | TRUE | 1002 XEU622 | - |  |  | 2022-01-12 | 2022-01-21
108 | VRC-169 | VERNIER CALIPER | MITUTOYO | 0 - 12" | 14506790 | MCL/WI/D-01 & BS 887:2008 | ± 0.001" | 2021-04-17 | 12 Months | 2022-04-17 | Mirai | DM21/0859 | Production | TRUE | 1002 XEU622 | - |  |  | 2022-01-12 | 2022-04-03
109 | VRC-170 | VERNIER CALIPER | MITUTOYO | 0 - 12" | 14510562 | MCL/WI/D-01 & BS 887:2008 | ± 0.001" | 2021-04-17 | 12 Months | 2022-04-17 | Mirai | DM21/0852 | Production | TRUE | 1002 XEU622 | - |  |  | 2022-01-12 | 2022-04-03
110 | VRC-171 | VERNIER CALIPER | MITUTOYO | 0 - 12" | 14510610 | BS 887 : 2008 | ± 0.001" | 2021-02-04 | 12 Months | 2022-02-04 | Mirai | DM21/0180 | Production | TRUE | 1002 XEU622 | - |  |  | 2022-01-12 | 2022-01-21
111 | VRC-173 | VERNIER CALIPER | MITUTOYO | 0 - 12" | 14513410 | BS 887 : 2008 | ± 0.001" | 2021-02-04 | 12 Months | 2022-02-04 | Mirai | DM21/0177 | Production | TRUE | 1002 XEU622 | - |  |  | 2022-01-12 | 2022-01-21
112 | VRC-174 | VERNIER CALIPER | MITUTOYO | 0 - 12" | 14513453 | BS 887 : 2008 | ± 0.001" | 2021-02-04 | 12 Months | 2022-02-04 | Mirai | DM21/0182 | Production | TRUE | 1002 XEU622 | - |  |  | 2022-01-12 | 2022-01-21
113 | VRC-175 | VERNIER CALIPER | MITUTOYO | 0 - 12" | 14513414 | MCL/WI/D-01 / BS 887:2008 | ± 0.001" | 2021-06-14 | 12 Months | 2022-06-14 | Mirai | DM21/1088 | Production | TRUE | 1002 XEU622 | - |  |  | 2022-01-12 | 2022-05-31
114 | VRC-176 | DIGIMATIC CALIPER | MITUTOYO | 0 - 6" | B16293102 | MCL/WI/D-01 / BS 887:2008 | ± 0.001" | 2021-06-14 | 12 Months | 2022-06-14 | Mirai | DM21/1093 | QC | TRUE | 1002 XEU622 | - |  |  | 2022-01-12 | 2022-05-31
115 | VRC-177 | DIGIMATIC CALIPER | MITUTOYO | 0 - 12" | 1004195 | MCL/WI/D-01 / JIS B7507:1993 | ± 0.001" | 2021-06-14 | 12 Months | 2022-06-14 | Mirai | DM21/1092 | QC | TRUE | 1002 XEU622 | - |  |  | 2022-01-12 | 2022-05-31
116 | VRC-179 | VERNIER CALIPER | MITUTOYO | 0 - 12" | 15531567 | MCL/WI/D-01 & BS 887:2008 | ± 0.001" | 2021-04-17 | 12 Months | 2022-04-17 | Mirai | DM21/0850 | Production | TRUE | 1002 XEU622 | - |  |  | 2022-01-12 | 2022-04-03
117 | VRC-183 | VERNIER CALIPER | MITUTOYO | 0 - 2000 mm | 18001041 | QCD/TRSG/PROCEDURE 008 in TRSG/QM/001/20, JIS B 7507:2016 | ± 0.02 / 0.04 / 0.06 mm | 2021-09-09 | 12 Months | 2022-09-09 | Trescal | SALDM/1255/1/21 | Gauge Room | TRUE | 110033 18641 | 14358 SALDM/1010/1/21 |  |  | 2022-01-12 | 2022-08-26
118 | VRC-184 | DIGIMATIC CALIPER | MITUTOYO | 0 - 60" | 0004231 | QCD/TRSG/PROCEDURE 008 in TRSG/QM/001/20 JIS B 7507:2016 | ± 0.0007" / 0.001" / 0.0015" / 0.002" | 2021-10-01 | 12 Months | 2022-10-01 | Trescal | SALDM/1388/1/21 | Gauge Room | TRUE | 1306618 18640 | 14489 SALDM/1010/2/21 |  |  | 2022-01-12 | 2022-09-17
119 | VRC-187 | VERNIER CALIPER | MITUTOYO | 0 - 12" | 19502676 | BS 887 : 2008 | ± 0.001" | 2021-02-04 | 12 Months | 2022-02-04 | Mirai | DM21/0178 | Production | TRUE | 1002 XEU622 | - |  |  | 2022-01-12 | 2022-01-21
120 | VRC-188 | VERNIER CALIPER | MITUTOYO | 0 - 12" | 19503226 | BS 887:2008 & MCL/WI/D-01 (ISSUE NO.3) | ± 0.001" | 2021-11-20 | 12 Months | 2022-11-20 | Mirai | DM21/2529 | Production | TRUE | 1002 XEU622 | - |  |  | 2022-01-12 | 2022-11-06
121 | VRC-190 | VERNIER CALIPER | MITUTOYO | 0 - 12" | 18608437 | BS 887:2008 & MCL/WI/D-01 (ISSUE NO.3) | ± 0.001" | 2021-11-20 | 12 Months | 2022-11-20 | Mirai | DM21/2533 | Production | TRUE | 1002 XEU622 | - |  |  | 2022-01-12 | 2022-11-06
122 | VRC-191 | VERNIER CALIPER | MITUTOYO | 0 - 12" | 19502929 | BS 887:2008 & MCL/WI/D-01 (ISSUE NO.3) | ± 0.001" | 2021-11-20 | 12 Months | 2022-11-20 | Mirai | DM21/2534 | Production | TRUE | 1002 XEU622 | - |  |  | 2022-01-12 | 2022-11-06
123 | VRC-192 | VERNIER CALIPER | MITUTOYO | 0 - 12" | 19507947 | BS 887:2008 & MCL/WI/D-01 (ISSUE NO.3) | ± 0.001" | 2021-11-20 | 12 Months | 2022-11-20 | Mirai | DM21/2531 | Production | TRUE | 1002 XEU622 | - |  |  | 2022-01-12 | 2022-11-06
124 | VRC-193 | VERNIER CALIPER | MITUTOYO | 0 - 12" | 19509590 | BS 887:2008 & MCL/WI/D-01 (ISSUE NO.3) | ± 0.001" | 2021-11-20 | 12 Months | 2022-11-20 | Mirai | DM21/2530 | Production | TRUE | 1002 XEU622 | - |  |  | 2022-01-12 | 2022-11-06
125 | VRC-194 | VERNIER CALIPER | MITUTOYO | 0 - 12" | 19510730 | BS 887:2008 & MCL/WI/D-01 (ISSUE NO.3) | ± 0.001" | 2021-11-20 | 12 Months | 2022-11-20 | Mirai | DM21/2532 | Production | TRUE | 1002 XEU622 | - |  |  | 2022-01-12 | 2022-11-06
126 | VRC-195 | VERNIER CALIPER | MITUTOYO | 0 - 300 MM | 20528681 | BSD 03 (ISSUE NO.4) & JIS B 7507:1993 | ± 0.01 | 2021-11-26 | 12 Months | 2022-11-26 | Bestlabs | BLD2107614-1S | Production | TRUE | 430125 | BS 8052 |  | New Gauge | 2022-01-12 | 2022-11-12
127 | VRC-196 | VERNIER CALIPER | MITUTOYO | 0 - 300 MM | 20528595 | BSD 03 (ISSUE NO.4) & JIS B 7507:1993 | ± 0.01 | 2021-11-26 | 12 Months | 2022-11-26 | Bestlabs | BLD2107614-2S | Production | TRUE | 430125 | BS 8052 |  | New Gauge | 2022-01-12 | 2022-11-12
128 | VRC-197 | VERNIER CALIPER | MITUTOYO | 0 - 300 MM | 20528573 | BSD 03 (ISSUE NO.4) & JIS B 7507:1993 | ± 0.01 | 2021-11-26 | 12 Months | 2022-11-26 | Bestlabs | BLD2107614-3S | Production | TRUE | 430125 | BS 8052 |  | New Gauge | 2022-01-12 | 2022-11-12
129 | VRC-198 | VERNIER CALIPER | MITUTOYO | 0 - 300 MM | 20528608 | BSD 03 (ISSUE NO.4) & JIS B 7507:1993 | ± 0.01 | 2021-11-26 | 12 Months | 2022-11-26 | Bestlabs | BLD2107614-4S | Production | TRUE | 430125 | BS 8052 |  | New Gauge | 2022-01-12 | 2022-11-12
130 | VRC-199 | VERNIER CALIPER | MITUTOYO | 0 - 300 MM | 20528562 | BSD 03 (ISSUE NO.4) & JIS B 7507:1993 | ± 0.01 | 2021-11-26 | 12 Months | 2022-11-26 | Bestlabs | BLD2107614-5S | Production | TRUE | 430125 | BS 8052 |  | New Gauge | 2022-01-12 | 2022-11-12
131 | VRC-200 | VERNIER CALIPER | MITUTOYO | 0 - 300 MM | 20528682 | BSD 03 (ISSUE NO.4) & JIS B 7507:1993 | ± 0.01 | 2021-11-26 | 12 Months | 2022-11-26 | Bestlabs | BLD2107614-6S | Production | TRUE | 430125 | BS 8052 |  | New Gauge | 2022-01-12 | 2022-11-12
132 | VDG-03 | VERNIER DEPTH GAUGE | MITUTOYO | 0 - 24" | 700987 | JIS B 7518:2018 / MCL/WI/D-28 | 0.001" / 0.0015" | 2021-12-09 | 12 Months | 2022-12-09 | Mirai | DM21/2721 | QC (Blue Storage Cabinet) | TRUE | 1002 | - |  |  | 2022-01-12 | 2022-11-25
133 | VDG-07 | DIGIMATIC DEPTH GAUGE | MITUTOYO | 0 - 450 mm | 0003540 | MCL/WI-D28 / JIS B 7507:2016 | 0.02 mm / 0.04 mm | 2021-06-26 | 12 Months | 2022-06-26 | Mirai | DM21/1164 | QC (Blue Storage Cabinet) | TRUE | 0802731/10290 SP-02 | - |  |  | 2022-01-12 | 2022-06-12
134 | VDG-13 | DIGIMATIC DEPTH GAUGE | MITUTOYO | 0 - 12" | 0022274 | MCL/WI-D-28 / JIS B 7518:2018 | 0.001" | 2021-08-30 | 12 Months | 2022-08-30 | Mirai | DM21/1802 | QC Cabinet | TRUE | 1002 SP-02 | - |  |  | 2022-01-12 | 2022-08-16
135 | DG-206 | DIAL GAUGE | MITUTOYO | 0 - 10 mm | PDP991 | MCL/WI/D-13 & JIS B 7503 | 0.02 mm / 0.05 mm | 2021-02-05 | 12 Months | 2022-02-05 | Mirai | DM21/0189 | Production | TRUE | 000641308 | - |  |  | 2022-01-12 | 2022-01-22
136 | DG-229 | DIAL GAUGE | MITUTOYO | 0 - 10 mm | PYJ544 | JIS B7503:2017 & MCL/WI/D-13 (ISSUE NO.2) | 0.02 mm / 0.05 mm | 2021-11-16 | 12 Months | 2022-11-16 | Mirai | DM21/2469 | Production | TRUE | 000641308 | - |  |  | 2022-01-12 | 2022-11-02
137 | DG-231 | DIAL GAUGE | MITUTOYO | 0 - 10 mm | TSY700 | JIS B7503:2017 & MCL/WI/D-13 (ISSUE NO.2) | 0.02 mm / 0.05 mm | 2021-11-16 | 12 Months | 2022-11-16 | Mirai | DM21/2468 | Production | TRUE | 000641308 | - |  |  | 2022-01-12 | 2022-11-02
138 | DG-233 | DIAL GAUGE | MITUTOYO | 0 - 10 mm | TSY696 | JIS B7503:2017 & MCL/WI/D-13 (ISSUE NO.2) | 0.02 mm / 0.05 mm | 2021-11-16 | 12 Months | 2022-11-16 | Mirai | DM21/2471 | Production | TRUE | 000641308 | - |  |  | 2022-01-12 | 2022-11-02
139 | DG-234 | DIAL GAUGE | MITUTOYO | 0 - 10 mm | TSY697 | MCL/WI/D-13 & JIS B 7503 | 0.02 mm / 0.05 mm | 2021-04-17 | 12 Months | 2022-04-17 | Mirai | DM21/0836 | Production | TRUE | 000641308 | - |  |  | 2022-01-12 | 2022-04-03
140 | DG-240 | DIAL GAUGE | MITUTOYO | 0 - 10 mm | TSY702 | MCL/WI/D-13 & JIS B 7503 | 0.02 mm / 0.05 mm | 2021-04-17 | 12 Months | 2022-04-17 | Mirai | DM21/0842 | Production | TRUE | 000641308 | - |  |  | 2022-01-12 | 2022-04-03
141 | DG-241 | DIAL GAUGE | MITUTOYO | 0 - 10 mm | PYJ548 | MCL/WI/DI-13 / BS 887:2008 | 0.02 mm / 0.05 mm | 2021-06-14 | 12 Months | 2022-06-14 | Mirai | DM21/1096 | Production | TRUE | 000641308 | - |  |  | 2022-01-12 | 2022-05-31
142 | DG-242 | DIAL GAUGE | MITUTOYO | 0 - 10 mm | RQT990 | MCL/WI/D-13 & JIS B 7503 | 0.02 mm / 0.05 mm | 2021-02-05 | 12 Months | 2022-02-05 | Mirai | DM21/0185 | Production Tool Room | TRUE | 000641308 | - |  |  | 2022-01-12 | 2022-01-22
143 | DG-249 | DIAL GAUGE | MITUTOYO | 0 - 10 mm | TLD361 | MCL/WI/DI-13 / JIS B 7503 | 0.02 mm / 0.05 mm | 2021-06-14 | 12 Months | 2022-06-14 | Mirai | DM21/1097 | Production | TRUE | 000641308 | - |  |  | 2022-01-12 | 2022-05-31
144 | PDG - 03 | PITCH DEPTH GAUGE | GAGEMAKER | 0 - 0.5" | D131365 / RLK329 | MCL/WI/D-13 / BS 6265:2008 | 0.001" | 2021-04-17 | 12 Months | 2022-04-17 | Mirai | DM21/0853 | Gauge Room | TRUE | AE0136 | - |  |  | 2022-01-12 | 2022-04-03
145 | DG-252 | DIAL GAUGE | MITUTOYO | 0 - 10 mm | TLF540 | MCL/WI/D-13 / B7503 | 0.02 mm / 0.05 mm | 2021-06-14 | 12 Months | 2022-06-14 | Mirai | DM21/1098 | Production | TRUE | 000641308 | - |  |  | 2022-01-12 | 2022-05-31
146 | DG-253 | DIAL GAUGE | MITUTOYO | 0 - 10 mm | VMY217 | MCL/WI/D-13 & JIS B 7503 | 0.02 mm / 0.05 mm | 2021-04-17 | 12 Months | 2022-04-17 | Mirai | DM21/0843 | Production | TRUE | 000641308 | - |  |  | 2022-01-12 | 2022-04-03
147 | DG-255 | DIAL GAUGE | MITUTOYO | 0 - 10 mm | VHB044 | MCL/WI/D-13 & JIS B 7503 | 0.02 mm / 0.05 mm | 2021-04-17 | 12 Months | 2022-04-17 | Mirai | DM21/0838 | Production | TRUE | 000641308 | - |  |  | 2022-01-12 | 2022-04-03
148 | DG-257 | DIAL GAUGE | MITUTOYO | 0 - 10 mm | VHB059 | JIS B7503:2017 & MCL/WI/D-13 (ISSUE NO.2) | 0.02 mm / 0.05 mm | 2021-11-16 | 12 Months | 2022-11-16 | Mirai | DM21/2466 | Production | TRUE | 000641308 | - |  |  | 2022-01-12 | 2022-11-02
149 | DG-259 | DIAL GAUGE | MITUTOYO | 0 - 10 mm | VHB056 | JIS B7503:2017 & MCL/WI/D-13 (ISSUE NO.2) | 0.02 mm / 0.05 mm | 2021-11-16 | 12 Months | 2022-11-16 | Mirai | DM21/2464 | Production | TRUE | 000641308 | - |  |  | 2022-01-12 | 2022-11-02
150 | DG-261 | DIAL GAUGE | MITUTOYO | 0 - 10 mm | VHB058 | MCL/WI/D-13 & JIS B 7503 | 0.02 mm / 0.05 mm | 2021-02-05 | 12 Months | 2022-02-05 | Mirai | DM21/0190 | Production | TRUE | 000641308 | - |  |  | 2022-01-12 | 2022-01-22
151 | DG-263 | DIAL GAUGE | MITUTOYO | 0 - 10 mm | WLL022 | MCL/WI/D-13 & JIS B 7503 | 0.02 mm / 0.05 mm | 2021-02-05 | 12 Months | 2022-02-05 | Mirai | DM21/0191 | Production | TRUE | 000641308 | - |  |  | 2022-01-12 | 2022-01-22
152 | DG-265 | DIAL GAUGE | MITUTOYO | 0 - 10 mm | WLL038 | JIS B7503:2017 & MCL/WI/D-13 (ISSUE NO.2) | 0.02 mm / 0.05 mm | 2021-11-16 | 12 Months | 2022-11-16 | Mirai | DM21/2470 | Production | TRUE | 000641308 | - |  |  | 2022-01-12 | 2022-11-02
153 | DG-266 | DIAL GAUGE | MITUTOYO | 0 - 10 mm | WLL039 | JIS B7503:2017 & MCL/WI/D-13 (ISSUE NO.2) | ± 0.02 mm / 0.05 mm | 2021-11-16 | 12 Months | 2022-11-16 | Mirai | DM21/2472 | Production | TRUE | 000641308 | - |  |  | 2022-01-12 | 2022-11-02
154 | DG-270 | DIAL GAUGE | MITUTOYO | 0 - 10 mm | YXN261 | MCL/WI/D-13 & JIS B 7503 | 0.02 mm / 0.05 mm | 2021-04-17 | 12 Months | 2022-04-17 | Mirai | DM21/0839 | Production | TRUE | 000641308 | - |  |  | 2022-01-12 | 2022-04-03
155 | DG-272 | DIAL GAUGE | MITUTOYO | 0 - 10 mm | YXN265 | MCL/WI/D-13 & JIS B 7503 | 0.02 mm / 0.05 mm | 2021-02-05 | 12 Months | 2022-02-05 | Mirai | DM21/0184 | Production | TRUE | 000641308 | - |  |  | 2022-01-12 | 2022-01-22
156 | DG-273 | DIAL GAUGE | MITUTOYO | 0 - 10 mm | YXN262 | MCL/WI/D-13 / B7503-1997 | 0.02 mm / 0.05 mm | 2021-06-14 | 12 Months | 2022-06-14 | Mirai | DM21/1099 | Production | TRUE | 000641308 | - |  |  | 2022-01-12 | 2022-05-31
157 | DG-274 | DIAL GAUGE | MITUTOYO | 0 - 10 mm | YXN253 | JIS B7503:2017 & MCL/WI/D-13 (ISSUE NO.2) | 0.02 mm / 0.05 mm | 2021-11-16 | 12 Months | 2022-11-16 | Mirai | DM21/2467 | Production | TRUE | 000641308 | - |  |  | 2022-01-12 | 2022-11-02
158 | DG-275 | DIAL GAUGE | MITUTOYO | 0 - 10 mm | YXN254 | MCL/WI/D-13 & JIS B 7503 | 0.02 mm / 0.05 mm | 2021-04-17 | 12 Months | 2022-04-17 | Mirai | DM21/0837 | Production | TRUE | 000641308 | - |  |  | 2022-01-12 | 2022-04-03
159 | DG-276 | DIAL GAUGE | MITUTOYO | 0 - 10 mm | YXN257 | MCL/WI/D-13 & JIS B 7503 | 0.02 mm / 0.05 mm | 2021-04-17 | 12 Months | 2022-04-17 | Mirai | DM21/0841 | Production | TRUE | 000641308 | - |  |  | 2022-01-12 | 2022-04-03
160 | DG-277 | DIAL GAUGE | MITUTOYO | 0 - 10 mm | YXN260 | MCL/WI/D-13 & JIS B 7503 | 0.02 mm / 0.05 mm | 2021-02-05 | 12 Months | 2022-02-05 | Mirai | DM21/0188 | Production | TRUE | 000641308 | - |  |  | 2022-01-12 | 2022-01-22
161 | DG-278 | DIAL GAUGE | MITUTOYO | 0 - 10 mm | YXN258 | MCL/WI/D-13 & JIS B 7503 | 0.02 mm / 0.05 mm | 2021-02-05 | 12 Months | 2022-02-05 | Mirai | DM21/0187 | Production | TRUE | 000641308 | - |  |  | 2022-01-12 | 2022-01-22
162 | DG-279 | DIAL GAUGE | MITUTOYO | 0 - 10 mm | YXN263 | MCL/WI/D-13 & JIS B 7503 | 0.02 mm / 0.05 mm | 2021-04-17 | 12 Months | 2022-04-17 | Mirai | DM21/0840 | Production | TRUE | 000641308 | - |  |  | 2022-01-12 | 2022-04-03
163 | DG-281 | DIAL GAUGE | MITUTOYO | 0 - 10 mm | AJGZ06 | JIS B7503:2017 & MCL/WI/D-13 (ISSUE NO.2) | ± 0.02 mm / 0.05 mm | 2021-11-16 | 12 Months | 2022-11-16 | Mirai | DM21/2465 | Production | TRUE | 000641308 | - |  |  | 2022-01-12 | 2022-11-02
164 | DG-283 | DIAL GAUGE | MITUTOYO | 0 - 10 mm | AJGZ14 | MCL/WI/D-13 / B7503-1997 | 0.02 mm / 0.05 mm | 2021-06-14 | 12 Months | 2022-06-14 | Mirai | DM21/1094 | Production | TRUE | 000641308 | - |  |  | 2022-01-12 | 2022-05-31
165 | DG-284 | DIAL GAUGE | MITUTOYO | 0 - 10 mm | AJGZ12 | JIS B7503:2017 & MCL/WI/D-13 (ISSUE NO.2) | ± 0.02 mm / 0.05 mm | 2021-11-16 | 12 Months | 2022-11-16 | Mirai | DM21/2473 | Production | TRUE | 000641308 | - |  |  | 2022-01-12 | 2022-11-02
166 | DG-285 | DIAL GAUGE | MITUTOYO | 0 - 10 mm | AJGZ10 | JIS B7503:2017 & MCL/WI/D-13 (ISSUE NO.2) | 0.02 mm / 0.05 mm | 2021-11-16 | 12 Months | 2022-11-16 | Mirai | DM21/2478 | Production | TRUE | 000641308 | - |  |  | 2022-01-12 | 2022-11-02
167 | DG-286 | DIAL GAUGE | MITUTOYO | 0 - 10 mm | AJGZ16 | JIS B7503:2017 & MCL/WI/D-13 (ISSUE NO.2) | 0.02 mm / 0.05 mm | 2021-11-16 | 12 Months | 2022-11-16 | Mirai | DM21/2479 | Production | TRUE | 000641308 | - |  |  | 2022-01-12 | 2022-11-02
168 | DG-287 | DIAL GAUGE | MITUTOYO | 0 - 10 mm | AJGZ15 | MCL/WI/D-13 & JIS B 7503 | 0.02 mm / 0.05 mm | 2021-02-05 | 12 Months | 2022-02-05 | Mirai | DM21/0186 | Production | TRUE | 000641308 | - |  |  | 2022-01-12 | 2022-01-22
169 | DG-288 | DIAL GAUGE | MITUTOYO | 0 - 10 mm | AJGX16 | JIS B7503:2017 & MCL/WI/D-13 (ISSUE NO.2) | 0.02 mm / 0.05 mm | 2021-11-16 | 12 Months | 2022-11-16 | Mirai | DM21/2477 | Production | TRUE | 000641308 | - |  |  | 2022-01-12 | 2022-11-02
170 | DG-289 | DIAL GAUGE | MITUTOYO | 0 - 10 mm | AJGX15 | JIS B7503:2017 & MCL/WI/D-13 (ISSUE NO.2) | 0.02 mm / 0.05 mm | 2021-11-16 | 12 Months | 2022-11-16 | Mirai | DM21/2476 | Production | TRUE | 000641308 | - |  |  | 2022-01-12 | 2022-11-02
171 | DG-290 | DIAL GAUGE | MITUTOYO | 0 - 30 mm | SHH831 | MCL/WI/D-13 & JIS B 7503 | 0.02 mm / 0.05 mm | 2021-04-17 | 12 Months | 2022-04-17 | Mirai | DM21/0844 | Production | TRUE | 000641308 | - |  |  | 2022-01-12 | 2022-04-03
172 | DG-291 | DIAL GAUGE | MITUTOYO | 0 - 10 mm | AZKH53 | SHE-WI-D004 | 0.02 mm / 0.05 mm | 2021-03-05 | 12 Months | 2022-03-04 | Shikra Engineering | DLS-21030002-02 | Production | TRUE | 61 | - |  |  | 2022-01-12 | 2022-02-18
173 | DG-292 | DIAL GAUGE | MITUTOYO | 0 - 10 mm | AZKH52 | SHE-WI-D004 | 0.02 mm / 0.05 mm | 2021-03-05 | 12 Months | 2022-03-04 | Shikra Engineering | DLS-21030002-01 | Production | TRUE | 61 | - |  |  | 2022-01-12 | 2022-02-18
174 | DG-293 | DIAL GAUGE | MITUTOYO | 0 - 10 mm | AZKH59 | SHE-WI-D004 | 0.02 mm / 0.05 mm | 2021-03-05 | 12 Months | 2022-03-04 | Shikra Engineering | DLS-21030002-04 | Production | TRUE | 61 | - |  |  | 2022-01-12 | 2022-02-18
175 | DG-294 | DIAL GAUGE | MITUTOYO | 0 - 10 mm | AZKH55 | SHE-WI-D004 | 0.02 mm / 0.05 mm | 2021-03-05 | 12 Months | 2022-03-04 | Shikra Engineering | DLS-21030002-03 | Production | TRUE | 61 | - |  |  | 2022-01-12 | 2022-02-18
176 | DG-295 | DIAL GAUGE | MITUTOYO | 0 - 10 mm | AZKH62 | SHE-WI-D004 | 0.02 mm / 0.05 mm | 2021-03-05 | 12 Months | 2022-03-04 | Shikra Engineering | DLS-21030002-05 | Production | TRUE | 61 | - |  |  | 2022-01-12 | 2022-02-18
177 | VDG-14 | DIGIMATIC DEPTH GAUGE | MITUTOYO | 0 - 300 mm | 0029291 | CTMD 504-02 & JIS B7518:2018 | 0.02 mm | 2021-05-24 | 12 Months | 2022-05-24 | Caltek | SCD 1794-21 | QC Cabinet | TRUE | DID 502 DID 503A DID 509 DID 512 | - |  | New Gauge | 2022-01-12 | 2022-05-10
178 | DG-296 | DIAL GAUGE | MITUTOYO | 0 - 10 mm | MFA132 | JIS B7503:2017 & MCL/WI/D-13 (ISSUE NO.2) | 0.02 mm / 0.05 mm | 2021-11-26 | 12 Months | 2022-11-26 | Mirai | DM21/2475 | Production | TRUE | 000641308 | - |  |  | 2022-01-12 | 2022-11-12
179 | DTI-22 | DIAL TEST INDICATOR | MITUTOYO | 0 - 0.5 mm | SEK176 | B7503-2017 & MCL/WI/D-13 (ISSUE NO.2) | ± 0.02 mm / 0.05 mm | 2021-11-16 | 12 Months | 2022-11-16 | Mirai | DM21/2485 | Production | TRUE | 000641308 | - |  |  | 2022-01-12 | 2022-11-02
180 | DTI-24 | DIAL TEST INDICATOR | MITUTOYO | 0 - 1 mm | NTN512 | MCL/WI/DI-13 / JIS B 7503 | 0.02 mm / 0.05 mm | 2021-06-14 | 12 Months | 2022-06-14 | Mirai | DM21/1102 | Production | TRUE | 000641308 | - |  |  | 2022-01-12 | 2022-05-31
181 | DTI-25 | DIAL TEST INDICATOR (BACK PLUNGER) | MITUTOYO | 0 - 5 mm | LJB691 | B7503-2017 & MCL/WI/D-13 (ISSUE NO.2) | 0.02 mm / 0.05 mm | 2021-11-16 | 12 Months | 2022-11-16 | Mirai | DM21/2474 | Production | TRUE | 000641308 | - |  |  | 2022-01-12 | 2022-11-02
182 | DTI-30 | DIAL TEST INDICATOR | MITUTOYO | 0 - 0.5 mm | QNW649 | B7503-2017 & MCL/WI/D-13 (ISSUE NO.2) | 0.02 mm / 0.05 mm | 2021-11-16 | 12 Months | 2022-11-16 | Mirai | DM21/2480 | Production | TRUE | 000641308 | - |  |  | 2022-01-12 | 2022-11-02
183 | DTI-32 | DIAL TEST INDICATOR | MITUTOYO | 0 - 0.5 mm | SEK188 | B7503-2017 & MCL/WI/D-13 (ISSUE NO.2) | 0.02 mm / 0.05 mm | 2021-11-16 | 12 Months | 2022-11-16 | Mirai | DM21/2484 | Production | TRUE | 000641308 | - |  |  | 2022-01-12 | 2022-11-02
184 | DTI-33 | DIAL TEST INDICATOR | MITUTOYO | 0 - 0.5 mm | SEK155 | MCL/WI/D-13 & JIS B 7503 | 0.02 mm / 0.05 mm | 2021-04-17 | 12 Months | 2022-04-17 | Mirai | DM21/0847 | Production | TRUE | 000641308 | - |  |  | 2022-01-12 | 2022-04-03
185 | DTI-34 | DIAL TEST INDICATOR | MITUTOYO | 0 - 0.5 mm | SEK156 | MCL/WI/D-05 & JIS B 7533 | 0.02 mm / 0.05 mm | 2021-02-05 | 12 Months | 2022-02-05 | Mirai | DM21/0193 | Production | TRUE | 000641308 | - |  |  | 2022-01-12 | 2022-01-22
186 | DTI-35 | DIAL TEST INDICATOR | MITUTOYO | 0 - 0.5 mm | KXP265 | MCL/WI/D-05 & JIS B 7533 | 0.02 mm / 0.05 mm | 2021-02-05 | 12 Months | 2022-02-05 | Mirai | DM21/0195 | Production | TRUE | 000641308 | - |  |  | 2022-01-12 | 2022-01-22
187 | DTI-36 | DIAL TEST INDICATOR | MITUTOYO | 0 - 0.5 mm | RWM070 | MCL/WI/DI-13 / JIS B 7503 | 0.02 mm / 0.05 mm | 2021-06-14 | 12 Months | 2022-06-14 | Mirai | DM21/1100 | Production | TRUE | 000641308 | - |  |  | 2022-01-12 | 2022-05-31
188 | DTI-38 | DIAL TEST INDICATOR | MITUTOYO | 0 - 0.5 mm | QKA234 | MCL/WI/DI-13 / JIS B 7503 | 0.02 mm / 0.05 mm | 2021-06-14 | 12 Months | 2022-06-14 | Mirai | DM21/1101 | Production | TRUE | 000641308 | - |  |  | 2022-01-12 | 2022-05-31
189 | DTI-39 | DIAL TEST INDICATOR | MITUTOYO | 0 - 0.5 mm | SDA043 | B7503-2017 & MCL/WI/D-13 (ISSUE NO.2) | 0.02 mm / 0.05 mm | 2021-11-16 | 12 Months | 2022-11-16 | Mirai | DM21/2483 | Production | TRUE | 000641308 | - |  |  | 2022-01-12 | 2022-11-02
190 | DTI-40 | DIAL TEST INDICATOR | MITUTOYO | 0 - 0.5 mm | NTK666 | MCL/WI/D-01 & JIS B 7503 | 0.02 mm / 0.05 mm | 2021-04-17 | 12 Months | 2022-04-17 | Mirai | DM21/0846 | Production | TRUE | 000641308 | - |  |  | 2022-01-12 | 2022-04-03
191 | DTI-41 | DIAL TEST INDICATOR | MITUTOYO | 0 - 0.5 mm | YNC995 | MCL/WI/D-01 & JIS B 7503 | 0.02 mm / 0.05 mm | 2021-04-17 | 12 Months | 2022-04-17 | Mirai | DM21/0845 | Production | TRUE | 000641308 | - |  |  | 2022-01-12 | 2022-04-03
192 | DTI-42 | DIAL TEST INDICATOR | MITUTOYO | 0 - 0.5 mm | YPN812 | B7503-2017 & MCL/WI/D-13 (ISSUE NO.2) | 0.02 mm / 0.05 mm | 2021-11-16 | 12 Months | 2022-11-16 | Mirai | DM21/2482 | Production | TRUE | 000641308 | - |  |  | 2022-01-12 | 2022-11-02
193 | DTI-43 | DIAL TEST INDICATOR | MITUTOYO | 0 - 0.5 mm | YGV945 | MCL/WI/D-05 & JIS B 7533 | 0.02 mm / 0.05 mm | 2021-02-05 | 12 Months | 2022-02-05 | Mirai | DM21/0194 | Production | TRUE | 000641308 | - |  |  | 2022-01-12 | 2022-01-22
194 | DTI-44 | DIAL TEST INDICATOR | MITUTOYO | 0 - 0.5 mm | YGV935 | B7503-2017 & MCL/WI/D-13 (ISSUE NO.2) | 0.02 mm / 0.05 mm | 2021-11-15 | 12 Months | 2022-11-16 | Mirai | DM21/2481 | Production | TRUE | 000641308 | - |  |  | 2022-01-12 | 2022-11-02
195 | DTI-45 | DIAL TEST INDICATOR | MITUTOYO | 0 - 0.5 mm | YUS298 | MCL/WI/D-05 & JIS B 7533 | 0.02 mm / 0.05 mm | 2021-02-05 | 12 Months | 2022-02-05 | Mirai | DM21/0192 | Production | TRUE | 000641308 | - |  |  | 2022-01-12 | 2022-01-22
196 | CMIC-1 | CAMLOCK MICROMETER | GAGEMAKER | 1" - 2" | CL-1002 | MCL/WI/D-52 & BS 870:2008 | 0.0007" | 2021-06-26 | 12 Months | 2022-06-26 | Mirai | DM21/1159 | Gauge Room | FALSE | 0707521 006576, 003530,003600, 003815 | - |  |  | 2022-09-27 | 2022-06-12
197 | CMIC-2 | CAMLOCK MICROMETER | GAGEMAKER | 3" - 4" | CL-1004 | MCL/WI/D-02 & BS 870:2008 | ± 0.0007" | 2021-05-18 | 12 Months | 2022-05-18 | Mirai | DM21/0997 | Gauge Room | FALSE | 707521 | - |  |  | 2022-09-27 | 2022-05-04
198 | CMIC-3 | CAMLOCK MICROMETER | GAGEMAKER | 2" - 3" | CL-1003 | MCL/WI-D-02 / BS 870:2008 | 0.0007" | 2021-03-03 | 12 Months | 2022-03-03 | Mirai | DM21/0363 | Gauge Room | FALSE | 0802731 | - |  |  | 2022-09-27 | 2022-02-17
199 | CMIC-4 | CAMLOCK MICROMETER | GAGEMAKER | 0 - 1" | CL-1001 | MCL/WI/D-02 / BS 870: 2008 | 0.0007" | 2021-09-21 | 12 Months | 2022-09-21 | Mirai | DM21/1944 | Gauge Room | FALSE | 0802731 | - |  |  | 2022-09-27 | 2022-09-07
200 | CL-1002 | CAMLOCK MICROMETER | GAGEMAKER | 1" - 2" | E122705 / K132893 | MCL/WI/D-02 / BS 870:2008 | 0.0007" | 2021-12-24 | 12 Months | 2022-12-24 | Mirai | DM21/2978 | Gauge Room | TRUE | AE0136 | - | 8.6.2022 |  | 2022-09-27 | 2022-12-10
201 | HRD-01 | PORTABALE BRINELL HARDNESS TESTER | KING TESTER | Load 3,000 kg | VP-48 | MTD/CAL-25:2019 / ASTM E10-18 | Indirect - 3%, Direct - 1% | 2021-12-03 | 12 Months | 2022-12-03 | Setsco | CM-189782 / 10 / 1 | QC (Blue Storage Cabinet) | TRUE | EP16188921 160616 160576 8329 | 271892 160616 160576 SK-175093 |  | Able Cal - Direct method only | 2022-09-27 | 2022-11-19
202 | HRD-02 | PORTABALE BRINELL HARDNESS TESTER (CHAIN) | KING TESTER | Load 3,000 kg | VU-76 | ASTM E110-14 / ASTM E-10-18 | Indirect - 3%, Direct - 1% | 2021-01-21 | 12 Months | 2022-01-21 | Sunrich Technologies | HRD-02-21 | QC (Blue Storage Cabinet) | FALSE | 200920 200996 1331104085012 20080888 65149417 | 200920 200996 ELC-2018-HP30K MIC-20080888-20 SRIH-65149417-2C SALTM/0285/1/20 |  | Able Cal - Direct method only | 2022-09-27 | 2022-01-07
203 | HRD-03 | PORTABALE BRINELL HARDNESS TESTER | KING TESTER | Load 3,000 kg | UT-21 | MTD/CAL-25:2019, ASTM E10-18 | Indirect - 3%, Direct - 1% | 2021-08-18 | 12 Months | 2022-08-18 | Setsco | CM-175384/10/1 & CM-175384/20/1 | QC (Blue Storage Cabinet) | FALSE | EP16188921 160616 160576 8329 | 271892 160616 160576 SK-131314 / 4 |  | Able Cal - Direct method only | 2022-09-27 | 2022-08-04
204 | HRD-04 | ROCKWELL HARDNESS TESTER | EMCOTEST | Scale: HRC; Load: 150 kgf; Indenter: Class B Diamond; Indenter S/No.: 155863 Scale: HRB; Load: 100 kgf; Indenter: 1/16" Carbide Ball; Indenter S/No.: 1724 | Model No.: N5A 100; S/No.: 618 | MTD/CAL-25:2019 / ASTM E18-19 | ± 1 & 2.5 HRB / ± 0.5 & 1 HRC (As per latest ASTM E-18 Standard) | 2021-12-03 | 12 Months | 2022-12-03 | Setsco | CM-185159 / 10 / 1 | QC (Open Cabinet) | TRUE | 1250418 1250815 1790508 6245771 6237581 6244578 | 1250418 1250815 1790508 6245771 6237581 6244578 |  | Trescal - capable onsite (385sgd Non-Singlas), Shikra - HRC only (250sgd), Setsco - capable onsite (720sgd Singlas Cert) | 2022-09-27 | 2022-11-19
205 | KMS-01 | BRINELL READING MICROSCOPE | KING TESTER | 0 - 6 mm | 10173 | SHE-WI-D035 / ASTM E10 | 0.1 mm | 2021-12-07 | 12 Months | 2022-12-06 | Shikra Engineering | DLN-21120001-01 | QC (Blue Storage Cabinet) | TRUE | Q22016 | - |  | Shikra - 80sgd, Able Cal - 150sgd | 2022-01-12 | 2022-11-22
206 | KEMS-01 | KING ELECTRONIC MICROSCOPE | KING TESTER | 0 - 6.5 mm | KS-40338 | ASTM E10-18 (Class A) | 0.01 mm | 2021-09-15 | 12 Months | 2022-09-15 | Setsco | CM-175510/40/01 | QC (Blue Storage Cabinet) | TRUE | 12449 | 45564 |  | Shikra - 80sgd | 2021-09-23 | 2022-09-01
207 | KMS-03 | KING BRINELL SCOPE 20X MODEL: 100 | KING TESTER | 0 - 6 mm | 18063 | ASTM E10-18 (Class A), MTD / CAL-25:2019 | ± 0.01 mm | 2021-09-15 | 12 Months | 2022-09-15 | Setsco | CM-175510/30/01 | QC (Blue Storage Cabinet) | TRUE | 12449 | 45564 |  | Shikra - 80sgd | 2021-09-23 | 2022-09-01
208 | MPIM-01 | MPI COIL MACHINE | MAGNAFLUX | -- | 209155 | ASTM E1444 | 10 % / 50A | 2021-08-24 | 6 Months | 2022-02-23 | Micro Tech | 202108C064 | MPI Booth | FALSE | 72500702 | - |  |  | 2022-09-27 | 2022-02-09
209 | AP-01 | RADIOMETER | SPECTRONICS CORPORATION | 0 - 100 mW/cm² / 0 - 5300 Lux | 1815195 / 1944699 | CTTM - M32 & M33 : 2007 | ± 5% Max. F.S. value | 2021-11-16 | 6 Months | 2022-05-16 | Caltek | CTM 2502M-21 | QC (Open Cabinet) | FALSE | IL17005530 SED0339197 | - |  | Able Cal - Lux only, Mirai - Not capable | 2022-09-27 | 2022-05-02
210 | GM-04 | GAUSS METER | MAGNAFLUX | 20 Gauss | 19-583 | MCL/WI/E-03, ASTM E 1444 & ASTM E 709 | ± 5% FULL SCALE DEFLECTION | 2021-07-26 | 6 Months | 2022-01-26 | Mirai | EL21/0342 | QC (Open Cabinet) | FALSE | L1129C11 109889 | E21482 |  |  | 2022-01-12 | 2022-01-12
211 | GM-05 | GAUSS METER | MAGNAFLUX | 20 Gauss | 19-596 | MCL/WI/E-03, ASTM E 1444 & ASTM E 709 | ± 5% FULL SCALE DEFLECTION | 2021-11-19 | 6 Months | 2022-05-19 | Mirai | EL21/0492 | QC (Open Cabinet) | TRUE | L1129C11 109889 | E23131 |  | New Gauge | 2022-01-12 | 2022-05-05
212 | MPIY-10 | MPI YOKE | MAGNAFLUX | AC YOKE 10 lbs (230 Vac) | 1223 | ASTM E709-14, ASTM E1444-12 | 10 lbs Block | 2021-09-27 | 6 Months | 2022-03-27 | Mirai | EL21/0381 | QC (Blue Storage Cabinet) | TRUE | 10856 | - |  |  | 2022-01-12 | 2022-03-13
213 | MPIY-11 | Y-2 MPI YOKE | MAGNAFLUX | 10 lbs | E1264 | ASTM E1444 | 10 lbs Block | 2021-10-24 | 6 Months | 2022-04-24 | Mirai | EL21/0426 | QC (Blue Storage Cabinet) | TRUE | 10856 | - |  | New Gauge | 2022-01-12 | 2022-04-10
214 | OVTHK-01 | DUALSCOPE FMP20 WITH THREE PROBE TYPE (SINGLE: FGB2; DOUBLE: FKB10 & FKB25) | FISCHER | 0 - 5 mm / 0 - 8 mm / 0 - 15 mm | Scope S/No.: SN090004483; FGB2 S/No.: 0308S00001; FKB10 S/No.: 0712GG0028; FKB25 S/No.: 0818G00011 | Fischer STD | Refer to Fischer Probe Accuracy | 2021-03-16 | 12 Months | 2022-03-15 | Fischer | CL4459-21, CL4460-21, CL4461-21 | QC (Open Cabinet) | FALSE | 0712GG0028 | CL4460-21 |  |  | 2022-09-27 | 2022-03-01
215 | UT-02 | ULTRASONIC THICKNESS GAUGE | JFE ADVANTECH | 1 - 199.99 mm | 352365/M-085Q020 | MCL/WI/D-16, ISO 16831:2021 | 0.05 mm / 0.2% | 2021-08-30 | 12 Months | 2022-08-30 | Mirai | TG21/0085 | QC (Open Cabinet) | TRUE | MISW-50 | - |  |  | 2022-01-12 | 2022-08-16
216 | UT-03 | 45MG DIGITAL ULTRASONIC THICKNESS GAUGE | OLYMPUS | 0.080mm to 635mm (Depends on Material, Transducer, Surface Conditions, Temperature & Selected Configuration) | Gage S/No. 201640410 / D7906-SM Probe S/No. 1271896 | EN15317:2013 Sec 9.10 | Refer Manufacturer Cert | 2021-01-03 | 12 Months | 2022-01-03 | Olympus | 4563397407315 | QC | FALSE | C010638 4056417 PDL0055400 | CD00843 D00052 PDL0055400 |  |  | 2022-01-12 | 2021-12-20
217 | TP-02 | TEST PIECE (MAGNETIC WEIGHT LIFT TEST BAR) | PARKER RESEARCH CORP | Bar Weight: 10 lbs, 2oz | 14333 | SHE-WI-M008 | bar weight ± 1 oz | 2021-12-08 | 12 Months | 2022-12-07 | Shikra Engineering | MLN-21110003 | QC (Blue Storage Cabinet) | TRUE | DL-011 ML-005 | Metriz Shikra |  |  | 2022-09-27 | 2022-11-23
218 | BVP-02 | BEVEL PROTRACTOR | MITUTOYO | 300 mm | 083293 | MCL/WI/D-22 & BS 1685:2008 | 5 mins (0.0833°) | 2021-05-18 | 12 Months | 2022-05-18 | Mirai | DM21/1001 | QC (Blue Storage Cabinet) | FALSE | RSC25P1334 | - |  |  | 2022-09-27 | 2022-05-04
219 | LTR-08 | LOADER TESTER | MARTIN DECKER | 750 tonnes | 151 / GA105-0506 | ISO 7500-1:2018 | 3% | 2021-08-04 | 48 Months or 65 Load Tests | 2025-08-03 | DNV | TC 1218558 CTR2-1 | Load Test Bay | TRUE | 151 GA105-0506 243934 & 43339 10003598 & 3661 | - |  |  | 2022-09-27 | 2025-07-20
220 | SPG-02/03 | THREAD RING GAUGE | THREADMASTER | 3-3/4"-8UN-2A | 20674 / 20675 | MCL/WI/D-03 / ASME B1.2-1983 | ± 0.001" | 2021-06-26 | 12 Months | 2022-06-26 | Mirai | DM21/1153 | Gauge Room | TRUE | AE0136 | - |  |  | 2022-01-12 | 2022-06-12
221 | SPG-06 | TAPER PLUG GAUGE | THREADMASTER | 1"-11-1/2- NPT-L1 | 28046 | MCL/WI/D-03 / ASME B1.20.2M-2006 | ± 0.001" | 2021-12-24 | 12 Months | 2022-12-24 | Mirai | DM21/2976 | Gauge Room | TRUE | RSC25P1334 AE0136 | - | 4.1.2022 8.6.2022 |  | 2022-01-12 | 2022-12-10
222 | SPG-10/43 | ROTARY WORK PLUG / RING GAUGE | PMC LONE STAR | 4-1/2" I.F | Plug S/No.: P-38853 / Ring S/No.: R-47910 | API Specification 7-2 & API Q1 | Work Plug to Master Ring [0.6250 ± 0.0040]; Work Ring to Master Plug [0.6250 ± 0.0040]; Work Plug to Work Ring [0.6250 ± 0.0010]; Standoff Master Plug to Master Ring [0.6254 +0.0005 / -0.0023] | 2021-07-09 | 12 Months | 2022-07-09 | Trescal | SNLDM/0196/1-21 | Gauge Room | TRUE | IR 20089, IR 19582 07070012 | 2017050406/1 CF-200425 |  | Able Cal and Mirai - no capability, Trescal - Yes | 2022-01-12 | 2022-06-25
223 | SPG-18 | THREAD RING GAUGE (GO) | THREADMASTER | 3-1/4"-8UN-2A | 37282 | MCL/WI/D-03 & ASME B1.2-1983 | ± 0.001" | 2021-04-26 | 12 Months | 2022-04-26 | Mirai | DM21/0923 | Gauge Room | TRUE | AE0136 | - |  |  | 2022-01-12 | 2022-04-12
224 | SPG-19 | THREAD PLUG GAUGE (GO) | THREADMASTER | 3-1/4"-8UN-2B | 37279 | MCL/WI/D-03 / ASME B1.2-1983 | ± 0.001" | 2021-04-16 | 12 Months | 2022-04-16 | Mirai | DM21/0823 | Gauge Room | TRUE | AE0136 RSC25P1334 | - |  |  | 2022-01-12 | 2022-04-02
225 | SPG-21/20 | THREAD RING GAUGE | THREADMASTER | 2"-8UN-2A | 38789 / 38790 | MCL/WI/D-03 / ASME B1.2-1983 | ± 0.001" | 2021-06-26 | 12 Months | 2022-06-26 | Mirai | DM21/1152 | Gauge Room | TRUE | AE0136 | - |  |  | 2022-01-12 | 2022-06-12
226 | SPG-22 | THREAD RING GAUGE | THREADMASTER | 2-1/8"-8UN-2A | 38791 / 38792 | MCL/WI/D-03 / ASME B1.20.2M-2006 | ± 0.001" | 2021-12-24 | 12 Months | 2022-12-24 | Mirai | DM21/2965 | Gauge Room | TRUE | AE0136 | - | 4.11.2022 |  | 2022-01-12 | 2022-12-10
227 | SPG-34 | THREAD RING GAUGE | THREADMASTER | 3"-8UN-2A | 75242 / 75243 | ANSI/ASME B1.2-1983 / MCL/WI/D-03 (ISSUE NO.2) | ± 0.001" | 2021-11-30 | 12 months | 2022-11-30 | Mirai | DM21/2616 | Gauge Room | TRUE | AE0136 | - |  |  | 2022-01-12 | 2022-11-16
228 | SPG-40 | THREAD RING GAUGE | THREADMASTER | 2-3/4"-8UN-2A | 89837 / 89838 | ANSI/ASME B1.2-1983 / MCL/WI/D-03 (ISSUE NO.2) | ± 0.001" | 2021-11-30 | 12 months | 2022-11-30 | Mirai | DM21/2615 | Gauge Room | TRUE | AE0136 | - |  |  | 2022-01-12 | 2022-11-16
229 | SPG-48 | TAPER PLUG GAUGE | PMC MERCURY | 2"-11.5NPT- L1 | P-200-1 | MCL/WI-D-03 / ASME B1.20.2M-2006 | ± 0.001" | 2021-12-24 | 12 Months | 2022-12-24 | Mirai | DM21/2977 | Gauge Room | TRUE | AE0136 RSC25P1334 | - | 4.11.2022 8.6.2022 |  | 2022-01-12 | 2022-12-10
230 | SPG-49 | THREAD PLUG GAUGE | THREADMASTER | 1-1/8"-7UNC-2B | 2587 | MCL/WI/D-03 & ASME B1.2-1983 | ± 0.001" | 2021-05-18 | 12 Months | 2022-05-18 | Mirai | DM21/1003 | Gauge Room | TRUE | AE0136 RSC25P1334 | - |  |  | 2022-01-12 | 2022-05-04
231 | SPG-53 | THREAD PLUG GAUGE | THREADMASTER | 2-1/2"-8UN-2B | 2586 | MCL/WI/D-03 / ASME B1.2-1983 | ± 0.001" | 2021-04-05 | 12 Months | 2022-04-05 | Mirai | DM21/0690 | Gauge Room | TRUE | AE0136 RSC25P1334 | - |  |  | 2022-01-12 | 2022-03-22
232 | SPG-67 | THREAD PLUG GAUGE | PROGAGE | 7/8"-9UNC-2B | 10011188 | MCL/WI/D-03 / ASME B1.2-1983 | ± 0.001" | 2021-04-16 | 12 Months | 2022-04-16 | Mirai | DM21/0824 | Gauge Room | TRUE | AE0136 RSC25P1334 | - |  |  | 2022-01-12 | 2022-04-02
233 | SPG-69 | TAPER PLUG GAUGE | PMC MERCURY | 3/8"-18NPT-L1 | P-3 | MCL/WI/D-02 & ASME B1.20.2M-2006 | ± 0.001" | 2021-04-26 | 12 Months | 2022-04-26 | Mirai | DM21/0925 | Gauge Room | TRUE | AE0136 RSC25P1334 | - |  |  | 2022-01-12 | 2022-04-12
234 | SPG-76 | THREAD PLUG GAUGE | TTG LTD | 1/4"-20UNC-2B | 163/2 | MCL/WI/D-03 / ASME B1.2-1983 | ± 0.001" | 2021-04-16 | 12 Months | 2022-04-16 | Mirai | DM21/0825 | Gauge Room | TRUE | AE0136 RSC25P1334 | - |  |  | 2022-01-12 | 2022-04-02
235 | SPG-77 | VALVE REMOVAL PLUG | PMC LONE STAR | 1-1/2" | P-55711 | API Q1& API 5B, MCL/WI/D-TPG 13 | 1.83043 ± 0.0007” 0.0870 ± 0.0005” 60° ± 10’ | 2021-09-27 | 12 Months | 2022-09-27 | Mirai | DM21/2046 | Gauge Room | TRUE | AE0136 RSC25P1334 | - |  |  | 2022-01-12 | 2022-09-13
236 | SPG-78 | THREAD PLUG GAUGE | THREADMASTER | 10 x 24UNC-2B | 2006/19 | MCL/WI/D-03 / ASME B1.2-1983 | ± 0.001" | 2021-04-16 | 12 Months | 2022-04-16 | Mirai | DM21/0826 | Gauge Room | TRUE | AE0136 RSC25P1334 | - |  |  | 2022-01-12 | 2022-04-02
237 | SPG-88 | THREAD PLUG GAUGE | TRUTHREAD | 2-1/8"-8UN-2B | 29140 | MCL/WI/D-03 / ASME B1.2-1983 | ± 0.001" | 2021-06-26 | 12 Months | 2022-06-26 | Mirai | DM21/1157 | Gauge Room | TRUE | AE0136 RSC25P1334 | - |  |  | 2022-01-12 | 2022-06-12
238 | SPG-91 | THREAD PLUG GAUGE | TRUTHREAD | 2-7/8"-8UN-2B | AA50832 / AA50833 | ANSI/ASME B1.2-1983 / MCL/WI/D-03 (ISSUE NO.2) | ± 0.001" | 2021-11-30 | 12 months | 2022-11-30 | Mirai | DM21/2618 | Gauge Room | TRUE | AE0136, RSC25P1334 | - |  |  | 2022-01-12 | 2022-11-16
239 | SPG-92 | THREAD PLUG GAUGE | TRUTHREAD | 1-3/4"-5UNC-2B | AA85381 / AA84768 | MCL/WI/D-03 / ASME B1.2-1983 | ± 0.001" | 2021-12-24 | 12 Months | 2022-12-24 | Mirai | DM21/2970 | Gauge Room | TRUE | AE0136 RSC25P1334 | - | 4.11.2022 8.6.2022 |  | 2022-01-12 | 2022-12-10
240 | SPG-93 | THREAD PLUG GAUGE | TRUTHREAD | 1/4"-20 UNC - 2B | -- | MCL/WI/D-03 (ISSUE NO.2), ASME B1.2-1983 | ± 0.001" | 2021-08-30 | 12 Months | 2022-08-30 | Mirai | DM21/1805 | Gauge Room | TRUE | AE0136 RSC25P1334 | - |  |  | 2022-01-12 | 2022-08-16
241 | SPG-100 | THREAD PLUG GAUGE | GAGE ASSEMBLY | 3/4"-16UNF-2B | -- | MCL/WI/D-03 / ASME B1.2-1983 | ± 0.001" | 2021-10-25 | 12 Months | 2022-10-25 | Mirai | DM21/2271 | Gauge Room | TRUE | AE0136 RSC25P1334 | - |  |  | 2022-01-12 | 2022-10-11
242 | SPG-101 | TAPER PLUG GAUGE | GAGE ASSEMBLY | 3/4"-14NPT-L1 | -- | MCL/WI/D-03 / ASME B1.20.2M-2006 | ± 0.001" | 2021-12-24 | 12 Months | 2022-12-24 | Mirai | DM21/2975 | Gauge Room | TRUE | AE0136 RSC25P1334 | - | 4.11.2022 8.6.2022 |  | 2022-01-12 | 2022-12-10
243 | SPG-102 | THREAD PLUG GAUGE | GAGE ASSEMBLY | 3/8"-16UNC-2B | -- | MCL/WI/D-03 / ASME B1.2-1983 | ± 0.001" | 2021-10-25 | 12 Months | 2022-10-25 | Mirai | DM21/2273 | Gauge Room | TRUE | AE0136 RSC25P1334 | - |  |  | 2022-01-12 | 2022-10-11
244 | SPG-106 | THREAD PLUG GAUGE | TRUTHREAD | 1-1/8"-12UNF-2B | AB08484 / AA97485 | MCL/WI/D-03 / ASME B1.2-1983 | ± 0.001" | 2021-06-26 | 12 Months | 2022-06-26 | Mirai | DM21/1155 | Gauge Room | TRUE | AE0136 RSC25P1334 | - |  |  | 2022-01-12 | 2022-06-12
245 | SPG-110 | THREAD PLUG GAUGE | TRUTHREAD | 1-7/8"- 8UN-2B | AB08908 / AB08909 | MCL/WI/D-03 / ASME B1.2-1983 | ± 0.001" | 2021-04-16 | 12 Months | 2022-04-16 | Mirai | DM21/0822 | Gauge Room | TRUE | AE0136 RSC25P1334 | - |  |  | 2022-01-12 | 2022-04-02
246 | SPG-112 | THREAD PLUG GAUGE (GO & NO GO) | TRUTHREAD | 3-1/4"-8UN-2B | AB08904 / AB08905 | MCL/WI/D-03 / ASME B1.2-1983 | ± 0.001" | 2021-04-16 | 12 Months | 2022-04-16 | Mirai | DM21/0820 | Gauge Room | TRUE | AE0136 RSC25P1334 | - |  |  | 2022-01-12 | 2022-04-02
247 | SPG-113 | THREAD PLUG GAUGE (GO & NO GO) | TRUTHREAD | 3-1/2"-8UN-2B | AB08902 / AB08903 | MCL/WI/D-03 / ASME B1.2-1983 | ± 0.001" | 2021-04-16 | 12 Months | 2022-04-16 | Mirai | DM21/0819 | Gauge Room | TRUE | AE0136 RSC25P1334 | - |  |  | 2022-01-12 | 2022-04-02
248 | SPG-115 | THREAD PLUG GAUGE (GO & NO GO) | TRUTHREAD | 4"-8UN-2B | AB09106 / AB09107 | MCL/WI/D-03 / ASME B1.2-1983 | ± 0.001" | 2021-04-16 | 12 Months | 2022-04-16 | Mirai | DM21/0817 | Gauge Room | TRUE | AE0136 RSC25P1334 | - |  |  | 2022-01-12 | 2022-04-02
249 | SPG-118 | THREAD PLUG GAUGE (GO & NO GO) | TRUTHREAD | 5"-8UN-2B | AB08896 / AB08897 | MCL/WI/D-03 / ASME B1.2-1983 | ± 0.001" | 2021-04-16 | 12 Months | 2022-04-16 | Mirai | DM21/0816 | Gauge Room | TRUE | AE0136 RSC25P1334 | - |  |  | 2022-01-12 | 2022-04-02
250 | SPG-119 | THREAD PLUG GAUGE (GO & NO GO) | TRUTHREAD | 5-1/4"-8UN-2B | AB08894 / AB08895 | MCL/WI/D-03 / ASME B1.2-1983 | ± 0.001" | 2021-04-16 | 12 Months | 2022-04-16 | Mirai | DM21/0818 | Gauge Room | TRUE | AE0136 RSC25P1334 | - |  |  | 2022-01-12 | 2022-04-02
251 | SPG-123 | TAPER PLUG GAUGE | GAGE ASSEMBLY | 1-1/2"-11.5NPT | -- | ASME B1.2:1983 / MCL/WI/D-03 (ISSUE NO.2) | ± 0.001" | 2021-11-30 | 12 months | 2022-11-30 | Mirai | DM21/2617 | Gauge Room | TRUE | RSC25P1334, AE0136 |  |  |  | 2022-01-12 | 2022-11-16
252 | SPG-126 | THREAD PLUG GAUGE | TRUTHREAD | 1"-12UN-2B | AB15993 / AB15996 | MCL/WI/D-03 (ISSUE NO.3), ASME B1.2-1983 | ± 0.001" | 2021-08-30 | 12 Months | 2022-08-30 | Mirai | DM21/1808 | Gauge Room | TRUE | AE0136 RSC25P1334 | - |  |  | 2022-01-12 | 2022-08-16
253 | SPG-128 | THREAD PLUG GAUGE | TRUTHREAD | 2-1/2"-4UN-2B | AB23265 / AB23266 | MCL/WI/D-03 (ISSUE NO.2), ASME B1.2-1983 | ± 0.001" | 2021-08-30 | 12 Months | 2022-08-30 | Mirai | DM21/1806 | Gauge Room | TRUE | AE0136 RSC25P1334 | - |  |  | 2022-01-12 | 2022-08-16
254 | SPG-130 | TAPER PLUG GAUGE | TRUTHREAD | 1/8"-27NPT-L1 | AB15642 | MCL/WI/D-02 (ISSUE NO.2), ASME B1.20.2M-2006 | ± 0.001" | 2021-08-30 | 12 Months | 2022-08-30 | Mirai | DM21/1811 | Gauge Room | TRUE | AE0136 RSC25P1334 | - |  |  | 2022-01-12 | 2022-08-16
255 | SPG-133 | THREAD PLUG GAUGE | THREADMASTER | 9/16"-18UNF-2B | 61970 | ASME B1.2:1983 / MCL/WI/D-03 (ISSUE NO.2) | ± 0.001" | 2021-11-30 | 12 months | 2022-11-30 | Mirai | DM21/2619 | Gauge Room | TRUE | AE0136, RSC25-1334 |  |  |  | 2022-01-12 | 2022-11-16
256 | SPG-141 | THREAD PLUG GAUGE | THREADMASTER | 5/16”-18UNC-2B | 73248 | MCL/WI/D-03 / ASME B1.2-1983 | ± 0.001" | 2021-06-26 | 12 Months | 2022-06-26 | Mirai | DM21/1156 | Gauge Room | TRUE | AE0136 RSC25P1334 | - |  |  | 2022-01-12 | 2022-06-12
257 | SPG-144 | THREAD PLUG GAUGE | THREADMASTER | 7/8"-14UNF-2B | 85564 | ANSI/ASME B1.2-1983 / MCL/WI/D-03 (ISSUE NO.2) | ± 0.001" | 2021-11-30 | 12 months | 2022-11-30 | Mirai | DM21/2625 | Gauge Room | TRUE | AE0136, RSC25P1334 | - |  |  | 2022-01-12 | 2022-11-16
258 | SPG-145 | THREAD PLUG GAUGE | THREADMASTER | 5/8"-11UNC-2B | 85565 | ANSI/ASME B1.2-1983 / MCL/WI/D-03 (ISSUE NO.2) | ± 0.001" | 2021-11-30 | 12 months | 2022-11-30 | Mirai | DM21/2626 | Gauge Room | TRUE | AE0136, RSC25P1334 | - |  |  | 2022-01-12 | 2022-11-16
259 | SPG-147 | THREAD RING GAUGE | THREADMASTER | 3-1/2"-12UN-2A | 85562 / 85563 | MCL/WI/D-03 / ASME B1.2-1983 | ± 0.001" | 2021-12-24 | 12 Months | 2022-12-24 | Mirai | DM21/2966 | Gauge Room | TRUE | AE0136 | - | 4.11.2022 |  | 2022-01-12 | 2022-12-10
260 | SPG-148 | LINE PIPE WORK PLUG GAUGE | PMC LONE STAR | 1/2"-14 LINE PIPE | P-74967 | API Q1& API 5B, MCL/WI/D-TPG 13 | 0.78286 ± 0.0006” 0.0714 ± 0.0003” 30° ± 10’ | 2021-09-27 | 12 Months | 2022-09-27 | Mirai | DM21/2044 | Gauge Room | TRUE | AE0136 RSC25P1334 | - |  |  | 2022-01-12 | 2022-09-13
261 | SPG-150 | TAPER PLUG GAUGE | PMC | 1-1/4"-11.5NPT-L1 | 162384 | ANSI/ASME B1.2-20.2M-2006 / MCL/WI/D-03 (ISSUE NO.2) | ± 0.001" | 2021-11-30 | 12 months | 2022-11-30 | Mirai | DM21/2629 | Gauge Room | TRUE | AE0136, RSC25P1334 | - |  |  | 2022-01-12 | 2022-11-16
262 | SPG-151 | THREAD PLUG GAUGE | VERMONT GAGE | M16 X 2-6G | 1744910 | MCL/WI/D-03 / ASME B1.16M-1984 | ± 0.001" | 2021-12-24 | 12 Months | 2022-12-24 | Mirai | DM21/2973 | Gauge Room | TRUE | AE0136 RSC25P1334 | - | 4.11.2022 8.6.2022 |  | 2022-01-12 | 2022-12-10
263 | SPG-152 | THREAD PLUG GAUGE | VERMONT GAGE | M20 X 2.5-6G | 1744912 | ASME B1.2-1983 | ± 0.001" | 2021-03-09 | 12 Months | 2022-03-09 | Mirai | DM20/0465 | Gauge Room | TRUE | AE0136 RSC25P1334 | - |  |  | 2022-01-12 | 2022-02-23
264 | SPG-153 | TAPER PLUG GAUGE | PMC LONE STAR | 1/8"-27NPT | 105217-1A | MCL/WI/D-02 / ASME B1.20.5-1991 | ± 0.001" | 2022-01-04 | 12 Months | 2023-01-04 | Mirai | DM22/011 | Gauge Room | TRUE | AE0136 RSC25P1334 | - | 4.11.2022 8.6.2022 |  | 2022-01-12 | 2022-12-21
265 | SPG-154 | THREAD PLUG GAUGE | THREADMASTER | 5/8"-18UNF-2B | 103291 | ANSI/ASME B1.2-1983 / MCL/WI/D-03 (ISSUE NO.2) | ± 0.001" | 2021-11-30 | 12 months | 2022-11-30 | Mirai | DM21/2627 | Gauge Room | TRUE | AE0136, RSC25P1334 | - |  |  | 2022-01-12 | 2022-11-16
266 | SPG-156 | THREAD PLUG GAUGE | THREADMASTER | 2" X 6 STUB ACME-2G | 107508 | MCL/WI/D-03 / ASME B1.2-1983 | ± 0.001" | 2021-04-05 | 12 Months | 2022-04-05 | Mirai | DM21/0692 | Gauge Room | TRUE | AE0136 RSC25P1334 | - |  |  | 2022-01-12 | 2022-03-22
267 | SPG-158 | THREAD PLUG GAUGE | VERMONT GAGE | M12 X 1.75-6H | 1853845 | ASME B1.16M-1984 | ± 0.001" | 2021-03-25 | 12 Months | 2022-03-25 | Able Cal | 342-21-8D | Gauge Room | TRUE | 0907 25P1334 | - |  |  | 2022-01-12 | 2022-03-11
268 | SPG-159 | THREAD PLUG GAUGE | VERMONT GAGE | M30 X 2-6H | 1853847 | ASME B1.16M-1984 | ± 0.001" | 2021-03-25 | 12 Months | 2022-03-25 | Able Cal | 342-21-7D | Gauge Room | TRUE | 0907 25P1334 | - |  |  | 2022-01-12 | 2022-03-11
269 | SPG-160 | THREAD PLUG GAUGE | THREADMASTER | 2-3/4"-8UN-2B | 50574 | MCL/WI/D-03 / ASME B1.2-1983 | ± 0.001" | 2021-10-25 | 12 Months | 2022-10-25 | Mirai | DM21/2270 | Gauge Room | TRUE | AE0136 RSC25P1334 | - |  |  | 2022-01-12 | 2022-10-11
270 | SPG-162 | THREAD PLUG GAUGE | THREADMASTER | 1"-8UN-2B | 122266 | ANSI/ASME B1.2-1983 / MCL/WI/D-03 (ISSUE NO.2) | ± 0.001" | 2021-11-30 | 12 months | 2022-11-30 | Mirai | DM21/2624 | Gauge Room | TRUE | AE0136, RSC25P1334 | - |  |  | 2022-01-12 | 2022-11-16
271 | SPG-163 | THREAD PLUG GAUGE | THREADMASTER | 1"-8UN-2B | 122265 | ASME B1.2:1983 | ± 0.001" | 2021-03-06 | 12 Months | 2022-03-06 | Mirai | DM21/0393 | Gauge Room | TRUE | AE0136, RSC25P1334 | - |  |  | 2022-01-12 | 2022-02-20
272 | SPG-164 | THREAD PLUG GAUGE | THREADMASTER | 1-1/8"-8UN-2B | 122267 | ANSI/ASME B1.2-1983 / MCL/WI/D-03 (ISSUE NO.2) | ± 0.001" | 2021-11-30 | 12 months | 2022-11-30 | Mirai | DM21/2623 | Gauge Room | TRUE | AE0136, RSC25P1334 | - |  |  | 2022-01-12 | 2022-11-16
273 | SPG-165 | THREAD PLUG GAUGE | THREADMASTER | 1-3/8"-8UN-2B | 122268 | ANSI/ASME B1.2-1983 / MCL/WI/D-03 (ISSUE NO.2) | ± 0.001" | 2021-11-30 | 12 months | 2022-11-30 | Mirai | DM21/2621 | Gauge Room | TRUE | AE0136, RSC25P1334 | - |  |  | 2022-01-12 | 2022-11-16
274 | SPG-166 | THREAD PLUG GAUGE | THREADMASTER | 1-1/4"-8UN-2B | 122269 | ANSI/ASME B1.2-1983 / MCL/WI/D-03 (ISSUE NO.2) | ± 0.001" | 2021-11-30 | 12 months | 2022-11-30 | Mirai | DM21/2622 | Gauge Room | TRUE | AE0136, RSC25P1334 | - |  |  | 2022-01-12 | 2022-11-16
275 | SPG-167 | THREAD PLUG GAUGE | THREADMASTER | 1/2"-13UNC-2B | 122273 | ASME B1.2:1983 / MCL/WI/D-03 (ISSUE NO.2) | ± 0.001" | 2021-11-30 | 12 months | 2022-11-30 | Mirai | DM21/2628 | Gauge Room | TRUE | AE0136, RSC25-1334 |  |  |  | 2022-01-12 | 2022-11-16
276 | SPG-168 | THREAD PLUG GAUGE | THREADMASTER | 1-1/2"-6UNC-2B | 122275 | ANSI/ASME B1.2-1983 / MCL/WI/D-03 (ISSUE NO.2) | ± 0.001" | 2021-11-30 | 12 months | 2022-11-30 | Mirai | DM21/2620 | Gauge Room | TRUE | AE0136, RSC25P1334 | - |  |  | 2022-01-12 | 2022-11-16
277 | SPG-169 | THREAD PLUG GAUGE | THREADMASTER | 2"-8UN-2B | 123071 | ASME B1.2:1983 | ± 0.001" | 2021-01-15 | 12 Months | 2022-01-15 | Mirai | DM21/0079 | Gauge Room | FALSE | AE0136, RSC25P1334 | - |  |  | 2022-01-12 | 2022-01-01
278 | SPG-170 | THREAD PLUG GAUGE (GO & NO GO) | THREADMASTER | 5-1/2"-8UN-2B | 122280 | MCL/WI/D-03 / ASME B1.2-1983 | ± 0.001" | 2021-06-26 | 12 Months | 2022-06-26 | Mirai | DM21/1154 | Gauge Room | TRUE | AE0136, RSC25P1334 | - |  |  | 2022-01-12 | 2022-06-12
279 | SPG-172 | THREAD PLUG GAUGE | THREADMASTER | 3-3/4"-8UN-2B | 122277 | MCL/WI/D-03 / ASME B1.2-1983 | ± 0.001" | 2021-12-24 | 12 Months | 2022-12-24 | Mirai | DM21/2967 | Gauge Room | TRUE | AE0136 RSC25P1334 | - | 4.11.2022 8.6.2022 |  | 2022-01-12 | 2022-12-10
280 | SPG-173 | THREAD PLUG GAUGE | THREADMASTER | 3"-8UN-2B | 122276 | ASME B1.2:1983 | ± 0.001" | 2021-01-15 | 12 Months | 2022-01-15 | Mirai | DM21/0080 | Gauge Room | FALSE | AE0136, RSC25P1334 | - |  |  | 2022-01-12 | 2022-01-01
281 | SPG-175 | THREAD PLUG GAUGE | THREADMASTER | 1-5/8"-8UN-2B | 122270 | MCL/WI/D-03 / ASME B1.2-1983 | ± 0.001" | 2021-12-24 | 12 Months | 2022-12-24 | Mirai | DM21/2971 | Gauge Room | TRUE | AE0136 RSC25P1334 | - | 4.11.2022 8.6.2022 |  | 2022-01-12 | 2022-12-10
282 | SPG-176 | THREAD PLUG GAUGE | THREADMASTER | 1-3/4"-8UN-2B | 122271 | MCL/WI/D-03 / ASME B1.2-1983 | ± 0.001" | 2021-12-24 | 12 Months | 2022-12-24 | Mirai | DM21/2969 | Gauge Room | TRUE | AE0136 RSC25P1334 | - | 4.11.2022 8.6.2022 |  | 2022-01-12 | 2022-12-10
283 | SPG-177 | THREAD PLUG GAUGE | THREADMASTER | 4-1/4"-8UN-2B | 122278 | MCL/WI/D-03 / ASME B1.2-1983 | ± 0.001" | 2021-12-24 | 12 Months | 2022-12-24 | Mirai | DM21/2968 | Gauge Room | TRUE | AE0136 RSC25P1334 | - | 4.11.2022 8.6.2022 |  | 2022-01-12 | 2022-12-10
284 | SPG-178 | THREAD PLUG GAUGE | THREADMASTER | 1-1/4"-7UNC-2B | 122274 | MCL/WI/D-03 / ASME B1.2-1983 | ± 0.001" | 2021-12-24 | 12 Months | 2022-12-24 | Mirai | DM21/2972 | Gauge Room | TRUE | AE0136 RSC25P1334 | - | 4.11.2022 8.6.2022 |  | 2022-01-12 | 2022-12-10
285 | SPG-179 | THREAD PLUG GAUGE | THREADMASTER | 3/4"-10UNC-2B | 103456 | MCL/WI/D-03 / ASME B1.2-1983 | ± 0.001" | 2021-10-25 | 12 Months | 2022-10-25 | Mirai | DM21/2272 | Gauge Room | TRUE | AE0136, RSC25P1334 | - |  |  | 2022-01-12 | 2022-10-11
286 | SPG-180 | MODIFIED THREAD PLUG GAUGE (GO & NO GO) | PMC MERCURY | 6"-4MOD-S.A-3G | 135376-1A | ASME/ANSI B1.8 - 1988 & MCL/WI-D-03 | ± 0.001" | 2021-07-04 | 12 Months | 2022-07-04 | Mirai | DM21/1237 | Gauge Room | TRUE | AE0136, RSC25P1334 | - |  |  | 2022-01-12 | 2022-06-20
287 | SPG-182 | THREAD PLUG GAUGE | THREADMASTER | 2-1/4"-8UN-2B | -- | ASME B1.2:1983 | ± 0.001" | 2021-01-15 | 12 Months | 2022-01-15 | Mirai | DM21/0078 | Gauge Room | FALSE | AE0136, RSC25P1334 | - |  |  | 2022-01-12 | 2022-01-01
288 | SPG-183 | THREAD PLUG GAUGE | THREADMASTER | 2-1/4"-8UN-2B | 50056 | MCL/WI/D-03 / ASME B1.2-1983 | ± 0.001" | 2021-04-05 | 12 Months | 2022-04-05 | Mirai | DM21/0691 | Gauge Room | TRUE | AE0136, RSC25P1334 | - |  |  | 2022-01-12 | 2022-03-22
289 | SPG-184 | TAPER PLUG GAUGE | THREADMASTER | 1/4"-18NPT-L1 | 83692 / 132097 | MCL/WI/D-02 & ASME B1.2-1983 | ± 0.001" | 2021-04-26 | 12 Months | 2022-04-26 | Mirai | DM21/0924 | Gauge Room | TRUE | AE0136, RSC25P1334 | - |  |  | 2022-01-12 | 2022-04-12
290 | SPG-185 | THREAD PLUG GAUGE | TELFORD | M8 X 1.25-6H | TTGL | MCL/WI/D-03 / ASME B1.6M-1884 | ± 0.001" | 2021-04-16 | 12 Months | 2022-04-16 | Mirai | DM21/0827 | Gauge Room | TRUE | AE0136, RSC25P1334 | - |  |  | 2022-01-12 | 2022-04-02
291 | SPG-186 | LINE PIPE WORK PLUG GAUGE | HEMCO | 3/4"-14 API | 236007/1 | API Q1& API 5B | 0.98887 ± 0.0006” 0.0714 ± 0.0003” 30° ± 10’ | 2021-09-27 | 12 Months | 2022-09-27 | Mirai | DM21/2045 | Gauge Room | TRUE | AE0136, RSC25P1334 | - |  |  | 2022-01-12 | 2022-09-13
292 | SPG-187 | THREAD PLUG GAUGE | THREADMASTER | 2"-8UN-2B | 131840 | MCL/WI/D-03 / ASME B1.2-1983 | ± 0.001" | 2021-04-16 | 12 Months | 2022-04-16 | Mirai | DM21/0821 | Gauge Room | TRUE | AE0136, RSC25P1334 | - |  |  | 2022-01-12 | 2022-04-02
293 | SPG-188 | THREAD PLUG GAUGE (GO & NO GO) | THREADMASTER | 4-1/2"-8UN-2B | 134453 / AB08891 | MCL/WI/D-03 & ASME B1.2-1983 | ± 0.001" | 2021-05-18 | 12 Months | 2022-05-18 | Mirai | DM21/1004 | Gauge Room | TRUE | AE0136, RSC25P1334 | - |  |  | 2022-01-12 | 2022-05-04
294 | SPG-189 | THREAD PLUG GAUGE (GO & NO GO) | THREADMASTER | 8"-4MOD-S.A.-3G | 154249 / 137748 | ASME/ANSI B1.8 - 1988 & MCL/WI-D-03 | ± 0.001" | 2021-07-04 | 12 Months | 2022-07-04 | Mirai | DM21/1236 | Gauge Room | TRUE | AE0136, RSC25P1334 | - |  |  | 2022-01-12 | 2022-06-20
295 | SPG-190 | THREAD PLUG GAUGE | PMC MERCURY | 3"-4MOD-S.A-2G | -- | ASME/ANSI B1.8 - 1988 & MCL/WI-D-03 | ± 0.001" | 2021-07-04 | 12 Months | 2022-07-04 | Mirai | DM21/1238 | Gauge Room | TRUE | AE0136, RSC25P1334 | - |  |  | 2022-01-12 | 2022-06-20
296 | SPG-192 | THREAD PLUG GAUGE | THREADMASTER | 1-1/2"-8UN-2B | 145347 | ASME B1.16M-1984 | ± 0.001" | 2021-03-25 | 12 Months | 2022-03-25 | Able Cal | 342-21-9D | Gauge Room | TRUE | 0907 25P1334 | - |  |  | 2022-01-12 | 2022-03-11
297 | SPG-193 | TAPER PLUG GAUGE | THREADMASTER | 1/2"-14NPT-L1 | 140340 | MCL/WI/D-02 (ISSUE NO.2), ASME B1.20.2M-2006 | ± 0.001" | 2021-08-30 | 12 Months | 2022-08-30 | Mirai | DM21/1810 | Gauge Room | TRUE | AE0136, RSC25P1334 | - |  |  | 2022-01-12 | 2022-08-16
298 | SPG-194 | THREAD PLUG GAUGE | THREADMASTER | M10 X 1.5 ISO-6H | 174550 | ASME B1.16M-1984 / MCL/WI/D-03 | ± 0.001" | 2021-12-24 | 12 Months | 2022-12-24 | Mirai | DM21/2974 | Gauge Room | TRUE | RSC25P1334 AE0136 | - | 4.1.2022 8.6.2022 |  | 2022-01-12 | 2022-12-10
299 | SPG-195 | TAPER PLUG GAUGE | THREADMASTER | 1/2"-14NPT-L1 | 1297 | ANSI/ASME B1.20.1.1983 & MCL/WI/D-02 | ± 0.001" | 2021-07-04 | 12 Months | 2022-07-04 | Mirai | DM21/1239 | Gauge Room | TRUE | AE0136, RSC25P1334 | - |  |  | 2022-01-12 | 2022-06-20
300 | SPG-196 | THREAD PLUG GAUGE | THREADMASTER | 1-1/8"-12UNF-2B | 187543 | ASME B1.2-1983 | ± 0.001" | 2021-09-21 | 12 Months | 2022-09-21 | Mirai | DM21/1943 | Gauge Room | TRUE | AE0136, RSC25P1334 | - |  |  | 2022-01-12 | 2022-09-07
301 | SPG-197 | THREAD PLUG GAUGE | EUREKA | 7/16"-20UNF-2B | -- | MCL/WI/D-03 (ISSUE NO.2), ASME B1.2-1983 | ± 0.001" | 2021-08-30 | 12 Months | 2022-08-30 | Mirai | DM21/1809 | Gauge Room | TRUE | AE0136, RSC25P1334 | - |  |  | 2022-01-12 | 2022-08-16
302 | SPG-198 | THREAD PLUG GAUGE | EUREKA | M24 X 3 - 6H | -- | MCL/WI/D-03 (ISSUE NO.2), ASME B1.16M-1984 | ± 0.001" | 2021-08-30 | 12 Months | 2022-08-30 | Mirai | DM21/1804 | Gauge Room | TRUE | AE0136, RSC25P1334 | - |  |  | 2022-01-12 | 2022-08-16
303 | SPG-199 | THREAD PLUG GAUGE | EUREKA | 1-3/16"-12UN-2B | -- | MCL/WI/D-03 (ISSUE NO.2), ASME B1.2-1983 | ± 0.001" | 2021-08-30 | 12 Months | 2022-08-30 | Mirai | DM21/1807 | Gauge Room | TRUE | AE0136, RSC25P1334 | - |  |  | 2022-01-12 | 2022-08-16
304 | SPG-200 | THREAD PLUG GAUGE | PMC MERCURY | 3/4"-14NPSM-2B | -- | MCL/WI/D-03 & ASME B1.2-1983 | ± 0.001" | 2021-07-25 | 12 Months | 2022-07-25 | Mirai | DM21/1493 | Sheng [Machine Shop] | TRUE | AE0136, RSC25P1334 | - |  |  | 2022-01-12 | 2022-07-11
305 | SPG-201 | THREAD PLUG GAUGE | PMC MERCURY | 13/16"-16UN-2B | -- | MCL/WI/D-03 & ASME B1.2-1983 | ± 0.001" | 2021-07-25 | 12 Months | 2022-07-25 | Mirai | DM21/1494 | Sheng [Machine Shop] | TRUE | AE0136, RSC25P1334 | - |  |  | 2022-01-12 | 2022-07-11
306 | SPG-202 | THREAD PLUG GAUGE | THREADMASTER | M6 X 1.0 ISO-6H | 218034 | ASME B1.16M-1984 & MCL/WI/D-03 (ISSUE NO.2) | ± 0.001" | 2021-11-17 | 12 Months | 2022-11-17 | Mirai | DM21/2486 | Gauge Room | TRUE | AE0136, RSC25P1334 | - |  | New Gauge | 2022-01-12 | 2022-11-03
307 | SPG-203 | TAPER PLUG GAUGE | TTG LTD | 1/16"-27NPT-L1 | 20352/1 | ANSI/ASME B1.2M-2006 & MCL/WI/D-03 (ISSUE NO.2) | ± 0.001" | 2021-11-17 | 12 Months | 2022-11-17 | Mirai | DM21/2487 | Gauge Room | TRUE | AE0136, RSC25P1334 | - |  | New Gauge | 2022-01-12 | 2022-11-03
308 | SPG-204 | THREAD PLUG GAUGE | THREADMASTER | 1-3/8"-12UNF-2B | 220871 | ANSI/ASME B1.2-1983 | ± 0.001" | 2021-01-26 | 12 Months | 2022-01-26 | Threadmaster | 59120 | Gauge Room | FALSE | M74 | C946756 |  | New Gauge | 2022-01-12 | 2022-01-12
309 | SPG-205 | THREAD RING GAUGE (GO & NO GO) | APCO TOOL | 2-1/4"-8UN-2A | NR4307 / NR4308 | MP-DIM-15(T) Rev.2 / ANSI ASME B1.2-1983 | ± 0.001" | 2021-06-16 | 12 Months | 2022-06-16 | Metrix | MD 2882M-21 | Gauge Room | TRUE | 2009-018 MP1029D | OPC2103-0277-1/1 RL/19057-11 |  | New Gauge | 2022-01-12 | 2022-06-02
310 | HP-01 | HAND PUMP WITH PRESSURE GAUGE, LOW HEIGHT CYLINDER & 2 PCS HYDRAULIC JACK UNIT | ENERPAC | 0 - 10,000 PSI / 30 TON | GF-230P / B2713K / HP-03-02 | ABLE CAL-WI-P4 / API 6a & BS EN 837-1:1998 / ABLE CAL-WI-03 | ± 1.0 % of F.S | 2021-04-20 | 12 Months | 2022-04-20 | Able Cal | 504-21-2P 504-21-1M | Chiew | TRUE | 10285290 | - |  |  | 2022-01-12 | 2022-04-06
311 | HP-04 | RADIOLINK PLUS LOAD CELL | STRAIGHT POINT | 25 Tonne | 14881 / 16947711 | QAD-SL-10 / ISO 7500-1:2018€ Part 1 | Refer Cert | 2021-06-25 | 12 Months | 2022-06-25 | DNV | TC1218558 CTR-1 | Fitting | TRUE | 14881 16947711 ALM140012 10003523 | - |  |  | 2022-01-12 | 2022-06-11
312 | DP-02 | DIGITAL PROTRACTOR | MITUTOYO | 360 DEG (90° x 4) | 07041475 | MCL/WI-D12 | 0.2 deg | 2021-09-26 | 12 Months | 2022-09-26 | Mirai | DM21/2040 | QC Cabinet | TRUE | 606000697 SP-001 | - |  |  | 2022-01-12 | 2022-09-12
313 | DP-04 | DIGITAL PROTRACTOR | MITUTOYO | 0 - 360 DEG (90 DEG x 4) | 13010878 | BS 1685:2008 / MCL/WI/D-22 | 0.2 deg | 2021-11-30 | 12 Months | 2022-11-30 | Mirai | DM21/2631 | Welding Shop | TRUE | MIR-AGB, SP-001 | - |  |  | 2022-01-12 | 2022-11-16
314 | F3 | FURNACE | CHINO / EH 100-12 | 420 C / 720 C | REFER CERT | API 6A/16A | 8°C | 2021-03-08 | 12 Months | 2022-03-08 | SGS | 10510237/1.1 | Workshop | FALSE | S5R909047 | - |  |  | 2022-09-27 | 2022-02-22
315 | F4 | FURNACE | CHINO / EH 100-12 | 420 C / 720 C | REFER CERT | API6A/16A | 8°C | 2021-02-16 | 12 Months | 2022-02-16 | SGS | 10509162/1.1 | Workshop | FALSE | S5R909047 | - |  |  | 2022-09-27 | 2022-02-02
316 | CMM-01 | FARO ARM (8 FT) | FARO | 8 FT | P08-02-07-40622 | ASME B89.4.22-2004 | ± 0.025 mm / 0.036 mm | 2020-12-24 | 12 Months | 2021-12-24 | FARO | P08020740622-20201225-221 am | QC (Tools Room) | FALSE |  |  |  |  | 2022-09-27 | 2021-12-10
317 | CMM-03 | QUANTUM M | FARO | REFER CERT | W35-M5-21-35792 | ISO 10360-12 | REFER CERT | 2021-02-03 | 12 Months | 2022-02-03 | FARO | W35M52135792-20210203 | Gauge Room | FALSE | 4535 4534 TQ1511 4089 4284 3938 | 8cec4b75-023c-3b86-b9f8-009a23672093 8cec4b75-023c-3b86-b9f8-009a23366374 blt2003965-1s 18-449-02770 20-363-00141 18-449-01378 |  | New Gauge | 2022-09-27 | 2022-01-20
| CMM-03 | FARO SCANARM | FARO | REFER CERT | W35-M5-21-35792 | MO-WI-685 | ± 0.081 mm | 2021-02-03 | 12 Months | 2022-02-03 | FARO | 35792-20210203-247A | Gauge Room | FALSE | 4895 | 18-449-01388 |  | New Gauge | 2022-09-27 | 2022-01-20
| CMM-03 | FARO LASER LINE PROBE | FARO | REFER CERT | LLPC62130881 | MO-FR-77896 | ± 0.030 mm | 2021-01-14 | 12 Months | 2022-01-14 | FARO | L30881-20210114-1256P | Gauge Room | FALSE | 3465 4927 5452 | 43240-3465-Recertified 18-426-00201 17-c9j3d-120-1 |  | New Gauge | 2022-09-27 | 2021-12-31
318 | BG-011 | BALL GAUGE | CAMERON | 0.25" | KK72 | MCL/WI-41 | 0.0001" | 2021-04-05 | 12 Months | 2022-04-05 | Mirai | DM21/0689 | QC Cabinet | TRUE | AE0136 | - |  |  | 2022-01-12 | 2022-03-22
319 | BG-026 | BALL GAUGE | CAMERON | 0.25" | 78BB | MCL/WI-41 | 0.0001" | 2021-03-06 | 12 Months | 2022-03-06 | Mirai | DM21/0395 | Production Tool Room | TRUE | AE0136 | - |  |  | 2022-01-12 | 2022-02-20
320 | BG-027 | BALL GAUGE | CAMERON | 0.25" | 07NN | MCL/WI-41 | 0.0001" | 2021-03-06 | 12 Months | 2022-03-06 | Mirai | DM21/0394 | Production Tool Room | TRUE | AE0136 | - |  |  | 2022-01-12 | 2022-02-20
321 | BG-028 | BALL GAUGE [WITH DIAL GAUGE] | CAMERON, PART NO. 2029-AD-78 | 0.25" | BALL GAGE - A078; DIAL GAUGE - AJAW68 | MCL/WI/D-13 / JIS B 7503:2017 | 0.0002" | 2021-09-21 | 12 Months | 2022-09-21 | Mirai | DM21/1942 | Chiew | TRUE | 000641308 10390 / 0802731 | - |  |  | 2022-01-12 | 2022-09-07
322 | SGB-01 | GAUGE BLOCKS | MITUTOYO | 0.5 mm - 100 mm | 0507488 | MCL/WI/GB-01 / ASME B89.1.9-2002 | Grade 2 | 2021-04-01 | 12 Months | 2022-04-01 | Mirai | DM21/0681 | Gauge Room | FALSE | AE0136 | - |  |  | 2022-09-27 | 2022-03-18
323 | SGB-02 | GAUGE BLOCKS | MITUTOYO | 0.105" - 1.000" | 303755 | MCL/WI/GB-01 / ASME B89.1.9-2002 | Grade 1 | 2021-04-01 | 12 Months | 2022-04-01 | Mirai | DM21/0678 | Gauge Room | FALSE | AE0136 | - |  |  | 2022-09-27 | 2022-03-18
324 | GMIC-02 | GROOVE MICROMETER | MITUTOYO | 0 - 25 mm | 01563 | BS 6365:2008 / MCL/WI/D-44 | 0.02 mm | 2021-10-25 | 12 Months | 2022-10-25 | Mirai | DM21/2276 | Gauge Room | TRUE | 802731 | - |  |  | 2022-09-27 | 2022-10-11
325 | GMIC-03 | GROOVE MICROMETER | MITUTOYO | 0 - 25 mm | 11429 | JIS B 807:2008 | 0.02 mm | 2021-03-25 | 12 Months | 2022-03-25 | Able Cal | 342-21-10D | Gauge Room | FALSE | 200007 | - |  |  | 2022-09-27 | 2022-03-11
326 | OHT-01 | DUROMETER | TECLOCK | TYPE A | 79841 | ACS-WI-05 | 1 Div | 2021-09-03 | 12 Months | 2022-09-03 | Able Cal | 1075-21-3M | QC Cabinet | FALSE | 3599 | - |  |  | 2022-09-27 | 2022-08-20
327 | IBG-01 | BORE GAUGE WITH DIAL INDICATOR | MITUTOYO | 160 - 250 mm | 319877 / DBD723 | MCL/WI-15 & ASME B89.1.10M:2001 | 0.02 mm / 0.05 mm | 2021-03-03 | 12 Months | 2022-03-03 | Mirai | DM21/0360 | Gauge Room | TRUE | 000641308 10390 / 0802731 | - |  |  | 2022-01-12 | 2022-02-17
328 | IBG-03 | BORE GAUGE WITH DIAL INDICATOR | MITUTOYO | 50 - 150 mm / 0 - 10 mm | 2196572 / RRB398 | ASME B89.1.10M:2001, MCL/WI-15 | 0.02 mm / 0.05 mm | 2021-09-27 | 12 Months | 2022-09-27 | Mirai | DM21/2049 | QC (Blue Storage Cabinet) | TRUE | 000641308 0802731 | - |  |  | 2022-01-12 | 2022-09-13
329 | IBG-04 | BORE GAUGE WITH DIAL INDICATOR | MITUTOYO | 18 - 35 mm / 0 - 10 mm | 3206181 / RWH227 | ASME B89.1.10M:2001, MCL/WI-15 | 0.02 mm / 0.05 mm | 2021-09-27 | 12 Months | 2022-09-27 | Mirai | DM21/2048 | QC (Blue Storage Cabinet) | TRUE | 000641308 0802731 | - |  |  | 2022-01-12 | 2022-09-13
330 | IBG-05 | BORE GAUGE WITH DIAL INDICATOR | MITUTOYO | 35 - 60 mm / 0 - 10 mm | 3213883 / SAQ286 | ASME B89.1.10M:2001, MCL/WI-15 | 0.02 mm / 0.05 mm | 2021-09-27 | 12 Months | 2022-09-27 | Mirai | DM21/2047 | QC (Blue Storage Cabinet) | TRUE | 000641308 0802731 | - |  |  | 2022-01-12 | 2022-09-13
331 | IBG-06 | BORE GAUGE WITH DIAL INDICATOR | MITUTOYO | 35 - 60 mm / 0 - 10 mm | 8522708 / YXX247 | MCL/WI-15 & ASME B89.1.10M:2001 | 0.02 mm / 0.05 mm | 2021-02-05 | 12 Months | 2022-02-05 | Mirai | DM21/0205 | QC (Open Cabinet) | TRUE | 000641308 0802731 | - |  |  | 2022-01-12 | 2022-01-22
332 | IBG-07 | BORE GAUGE WITH DIAL INDICATOR | MITUTOYO | 250 - 400 mm / 0 - 10 mm | 7489630 / YFS577 | ASME B89.1.10M:2001 / MCL/WI-15 | 0.02 mm / 0.05 mm | 2021-12-09 | 12 Months | 2022-12-09 | Mirai | DM21/2720 | QC (Open Cabinet) | TRUE | 000641308 0802731 / 10290 | - |  | New Gauge | 2022-01-12 | 2022-11-25
333 | IT-6000 | INTERNAL TAPER GAUGE | GAGEMAKER | 0 - 1" | D112266 / NFB464 | BS 6265:2008 & MCL/WI/D-13 | ± 0.0007" | 2021-07-04 | 12 Months | 2022-07-04 | Mirai | DM21/1242 | Gauge Room | FALSE | AE0136 | - |  |  | 2022-09-27 | 2022-06-20
334 | ET-7005 | EXTERNAL TAPER GAUGE | GAGEMAKER | 0 - 1" | F11651 / NZW029 | MCL/WI/D-13 (ISSUE NO.2), API SPEC 7-2 | 0.0007" | 2021-08-30 | 12 Months | 2022-08-30 | Mirai | DM21/1799 | Gauge Room | FALSE | AE0136 | - |  |  | 2022-09-27 | 2022-08-16
335 | ITHG-01 | INTERNAL THREAD HEIGHT GAGE | GAGEMAKER | 0 - 0.5" | E131781 / RGA545 | MCL/WI/D-02 / BS 870:2008 | 0.0007" | 2021-12-24 | 12 Months | 2022-12-24 | Mirai | DM21/2980 | Gauge Room | TRUE | AE0136 | - | 8.6.2022 |  | 2022-09-27 | 2022-12-10
336 | IPD-01 | INTERNAL PITCH DIAMETER GAUGE WITH EXTENSION RODS (MODEL: PD-6001) | GAGEMAKER | 0 - 0.5" | JZ12EI0016 / AQVA65 | BS 907:2008 | 0.0007" / 0.0019" | 2021-07-03 | 12 Months | 2022-07-03 | Able Cal | 827-21-6M | Gauge Room | FALSE | 907CRS-0013 | - |  | New Gauge | 2022-09-27 | 2022-06-19
337 | ETHG-01 | EXTERNAL THREAD HEIGHT GAGE, 0-100, T500C | GAGEMAKER / MODEL NO. TH-3001-V | 0 - 0.3" | K12823 / RAH447 | BS 6265:2008 & MCL/WI/D-13 | ± 0.0007" | 2021-07-04 | 12 Months | 2022-07-04 | Mirai | DM21/1240 | Gauge Room | TRUE | AE1036 | - |  |  | 2022-01-12 | 2022-06-20
338 | ETHG-02 | EXTERNAL THREAD HEIGHT GAGE, 0-50-0, T500C | GAGEMAKER / MODEL NO. TH-3002-V | 0 - 0.3" | SM20FD0046 / RZH468 | BS 6265:2008 & MCL/WI/D-13 | ± 0.0007" | 2021-07-04 | 12 Months | 2022-07-04 | Mirai | DM21/1241 | Gauge Room | TRUE | AE1036 | - |  |  | 2022-01-12 | 2022-06-20
339 | PDG - 03 | PITCH DEPTH GAUGE | GAGEMAKER | 0 - 0.5" | D131365 / RLK329 | MCL/WI/D-13 / BS 6265:2008 | 0.001" | 2021-04-17 | 12 Months | 2022-04-17 | Mirai | DM21/0853 | Gauge Room | FALSE | AE0136 | - |  |  | 2022-09-27 | 2022-04-03
340 | DH-01 | DIGIMATIC HOLTEST | MITUTOYO | 40 - 50 mm | 216505 / 301585 | MCL/WI/D-37 & JIS B 7515:1982 | ± 0.003 mm | 2021-09-27 | 12 Months | 2022-09-27 | Mirai | DM21/2041 | Gauge Room | FALSE | MCL-RGS | - |  |  | 2022-09-27 | 2022-09-13
341 | DH-02 | DIGIMATIC HOLTEST | MITUTOYO | 12 - 16 mm | 301480 / 310254 | MCL/WI/D-37 / JIS B 7515:1982 | ± 0.002 mm | 2021-12-24 | 12 Months | 2022-12-24 | Mirai | DM21/2981 | Gauge Room | TRUE | MCL-RGS | 12.04.2022 |  |  | 2022-09-27 | 2022-12-10
342 | DH-03 | DIGIMATIC HOLTEST WITH SETTING RING | MITUTOYO | 0.5" - 0.65" 0.65" - 0.8" 0.8" - 1" 0.64994" / 0.79997" | 216533 / 255449 216555 / 256004 215083 / 254110 120415 / 120106 | MCL/WI/D-37 & JIS B 7515:1982 | ± 0.0001" / ± 0.0001" / ± 0.00015" | 2021-05-18 | 12 Months | 2022-05-18 | Mirai | DM21/1002 | Gauge Room (Cabinet Drawer) | FALSE | MCL-RGS AE0136 | - |  |  | 2022-09-27 | 2022-05-04
343 | PPJ-01 | PROFILE PROJECTOR | MITUTOYO | X :250 mm, Y :150 mm | 000021308 | JIS B 7184:1999 | ± (3 + 1L/25) µm | 2021-12-16 | 12 Months | 2022-12-15 | Mitutoyo | 77370 | Gauge Room | TRUE | 11276 100872 16157 EMS624 97050289 445703-02 91162677 | 668592 668594 661487 661947 61810 09969-0929-05193-CMDT/02 TL010175 |  |  | 2022-09-27 | 2022-12-01
344 | RG-01 | RING GAUGE | MITUTOYO | 39.996 mm | 121894 | MCL/WI/D-14 (ISSUE NO.1) | ± 0.0015 mm | 2021-09-27 | 12 Months | 2022-09-27 | Mirai | DM21/2043 | QC Cabinet | FALSE | AE0136 | - |  |  | 2022-09-27 | 2022-09-13
345 | MT-3060-50 | MIC-TRAC | GAGEMAKER | 0 - 60" | A141168 | SR-MIC-08 | 0.0005" | 2021-01-07 | 12 Months | 2022-01-07 | Sunrich Technologies | A141168-21 | QC (Tools Room) | FALSE | CT35323 | 128457 CTS-111-2052-19 |  | Shikra - 450sgd | 2022-09-27 | 2021-12-24
346 | TF-PL | MIC-TRAC SETTING BLOCK | GAGEMAKER | -- | J132279 | MCL/WI-D06 | ± 0.0001" / 0.0002" | 2021-04-19 | 12 Months | 2022-04-19 | Mirai | DM21/0887 | QC (Tools Room) | FALSE | RSC25P1334 | - |  |  | 2022-09-27 | 2022-04-05
347 | TF-BX1 | MIC-TRAC DOUBLE SIDED SETTING BLOCK | GAGEMAKER | 23 Deg | K13263 | MCL/WI-D06 | ± 0.0004" / 1 min (0.016°) | 2021-04-17 | 12 Months | 2022-04-17 | Mirai | DM21/0855 | QC (Tools Room) | FALSE | RSC25P1334 | - |  |  | 2022-09-27 | 2022-04-03
348 | TF-BX2 | MIC-TRAC DOUBLE SIDED SETTING BLOCK | GAGEMAKER | 23 Deg | K13260 | MCL/WI-D06 | ± 0.0004" / 1 min (0.016°) | 2021-01-15 | 12 Months | 2022-01-15 | Mirai | DM21/0072 | QC (Tools Room) | FALSE | RSC25P1334 | - |  |  | 2022-09-27 | 2022-01-01
349 | PD-BX | BX/BXG BALL HEIGHT SETTING GAUGE, 1/2" x 1/2" U-NOTCH BASE | GAGEMAKER | Indicator 0.5" | SJJ469 | MCL/WI/D-13 (ISSUE NO.2), JIS B 7503:2017 | ± 0.0008" | 2021-08-30 | 12 Months | 2022-08-30 | Mirai | DM21/1800 | QC (Tools Room) | FALSE | AE0136 | - |  |  | 2022-09-27 | 2022-08-16
350 | RGG-01 | RING GROOVE GAUGE / BXG-1000 | GAGEMAKER | WIDTH / 0 - 0.25" | I141227 / TJH727 | MCL/WI/D-13 / JIS B7503 | ± 0.0007" | 2021-03-03 | 12 Months | 2022-03-03 | Mirai | DM21/0358 | QC (Blue Storage Cabinet) | TRUE | 000641308 | - |  |  | 2022-01-12 | 2022-02-17
351 | RGG-02 | RING GROOVE GAUGE / BX-1000 | GAGEMAKER | OD / 0 - 0.25" | I14790 / TMH213 | MCL/WI/D-13 / JIS B7503 | ± 0.0007" | 2021-03-03 | 12 Months | 2022-03-03 | Mirai | DM21/0359 | QC (Blue Storage Cabinet) | TRUE | 000641308 | - |  |  | 2022-01-12 | 2022-02-17
352 | RGG-03 | RING GROOVE GAUGE / BXG-1000 | GAGEMAKER | WIDTH / 0 - 0.25" | SM13EG0125 / ZYT408 | MCL/WI/D-13 & JIS B 7503 | ± 0.0007" | 2021-05-18 | 12 Months | 2022-05-18 | Mirai | DM21/0993 | Gauge Room (Production) | TRUE | 000641308 | - |  |  | 2022-01-12 | 2022-05-04
353 | RGG-04 | RING GROOVE GAUGE / BX-1000 | GAGEMAKER | OD / 0 - 0.25" | SM13EG0123 / ZYT412 | MCL/WI/D-13 & JIS B 7503 | ± 0.0007" | 2021-05-18 | 12 Months | 2022-05-18 | Mirai | DM21/0991 | Gauge Room (Production) | TRUE | 000641308 | - |  |  | 2022-01-12 | 2022-05-04
354 | RGG-05 | RING GROOVE GAUGE / BXG-1000 | GAGEMAKER | WIDTH / 0 - 0.25" | SM13EG0127 / ZYT406 | MCL/WI/D-13 & JIS B 7503 | ± 0.0007" | 2021-05-18 | 12 Months | 2022-05-18 | Mirai | DM21/0994 | Gauge Room (Production) | TRUE | 000641308 | - |  |  | 2022-01-12 | 2022-05-04
355 | RGG-06 | RING GROOVE GAUGE / BX-1000 | GAGEMAKER | OD / 0 - 0.25" | SM20BF0005 / YFG950 | MCL/WI/D-13 / JIS B7503 | ± 0.0007" | 2021-04-01 | 12 Months | 2022-04-01 | Mirai | DM21/0670 | Gauge Room (Production) | TRUE | 000641308 | - |  |  | 2022-01-12 | 2022-03-18
356 | RGG-07 | RING GROOVE GAUGE / BXG-1000 | GAGEMAKER | WIDTH / 0 - 0.25" | MC11CC0041 / UFA502 | MCL/WI/D-02 / BS 870:2008 | ± 0.0007" | 2021-12-24 | 12 Months | 2022-12-24 | Mirai | DM21/2979 | QC (Blue Storage Cabinet) | TRUE | AE0136 | - | 8.6.2022 |  | 2022-01-12 | 2022-12-10
357 | RGG-08 | RING GROOVE GAUGE / BX-1000 | GAGEMAKER | OD / 0 - 0.25" | SM31GC0010 / UGN108 | MCL/WI/D-02 / BS 870:2008 | ± 0.0007" | 2022-01-04 | 12 Months | 2023-01-04 | Mirai | DM22/0014 | QC (Blue Storage Cabinet) | TRUE | AE0136 | - | 8.6.2022 |  | 2022-01-12 | 2022-12-21
358 | RGG-09 | RING GROOVE GAUGE / BXG-1000 | GAGEMAKER | WIDTH / 0 - 0.25" | SM21 AD0069 / UMC831 | MCL/WI/D-13 / JIS B7503 | ± 0.0007" | 2021-04-01 | 12 Months | 2022-04-01 | Mirai | DM21/0669 | QC (Open Cabinet) | TRUE | 000641308 | - |  |  | 2022-01-12 | 2022-03-18
359 | RGG-10 | RING GROOVE GAUGE / BX-1000 | GAGEMAKER | OD / 0 - 0.25" | SM21 AD0073 / UQE597 | MCL/WI/D-13 / JIS B7503 | ± 0.0007" | 2021-04-01 | 12 Months | 2022-04-01 | Mirai | DM21/0672 | QC (Open Cabinet) | TRUE | 000641308 | - |  |  | 2022-01-12 | 2022-03-18
360 | RGG-11 | RING GROOVE GAUGE / BXG-1000 | GAGEMAKER | WIDTH / 0 - 0.25" | SM21 AD0070 / TYV875 | MCL/WI/D-13 / JIS B7503 | ± 0.0007" | 2021-04-01 | 12 Months | 2022-04-01 | Mirai | DM21/0668 | Gauge Room (Production) | TRUE | 000641308 | - |  |  | 2022-01-12 | 2022-03-18
361 | RGG-12 | RING GROOVE GAUGE / BX-1000 | GAGEMAKER | OD / 0 - 0.25" | SM21 AD0075 / UQE593 | MCL/WI/D-13 / JIS B7503 | ± 0.0007" | 2021-04-01 | 12 Months | 2022-04-01 | Mirai | DM21/0682 | Gauge Room (Production) | TRUE | 000641308 | - |  |  | 2022-01-12 | 2022-03-18
362 | RGG-13 | RING GROOVE GAUGE / BXG-1000 | GAGEMAKER | WIDTH / 0 - 0.25" | RT09CD0090 / VJZ439 | BS 907:2008 / MCL/WI/D-40 | ± 0.0007" | 2021-10-25 | 12 Months | 2022-10-25 | Mirai | DM21/2277 | Gauge Room (Production) | TRUE | AE0136 | - |  |  | 2022-01-12 | 2022-10-11
363 | RGG-14 | RING GROOVE GAUGE / BX-1000 | GAGEMAKER | OD / 0 - 0.25" | SM03LC0015 / UTB357 | MCL/WI/D-13 / JIS B7503 | ± 0.0007" | 2021-04-01 | 12 Months | 2022-04-01 | Mirai | DM21/0671 | Gauge Room (Production) | TRUE | 000641308 | - |  |  | 2022-01-12 | 2022-03-18
364 | RGG-15 | RING GROOVE GAUGE / BXG-1000 | GAGEMAKER | WIDTH / 0 - 0.25" | SM13EG0128 / ZST433 | MCL/WI/D-13 & JIS B 7503 | ± 0.0007" | 2021-05-18 | 12 Months | 2022-05-18 | Mirai | DM21/0995 | Gauge Room (Production) | TRUE | 000641308 | - |  |  | 2022-01-12 | 2022-05-04
365 | RGG-16 | RING GROOVE GAUGE / BX-1000 | GAGEMAKER | OD / 0 - 0.25" | SM13EG0130 / ZYT295 | MCL/WI-D45 / BS 907:2008 | ± 0.0007" | 2021-09-21 | 12 Months | 2022-09-21 | Mirai | DM21/1945 | Gauge Room (Production) | TRUE | AE0136 | - |  |  | 2022-01-12 | 2022-09-07
366 | RGG-17 | RING GROOVE GAUGE / BXG-1000 | GAGEMAKER | WIDTH / 0 - 0.25" | SM13EG0129 / ZST437 | MCL/WI/D-13 & JIS B 7503 | ± 0.0007" | 2021-05-18 | 12 Months | 2022-05-18 | Mirai | DM21/0996 | Gauge Room (Production) | TRUE | 000641308 | - |  |  | 2022-01-12 | 2022-05-04
367 | RGG-18 | RING GROOVE GAUGE / BX-1000 | GAGEMAKER | OD / 0 - 0.25" | SM13EG0131 / ZYT274 | MCL/WI/D-13 & JIS B 7503 | ± 0.0007" | 2021-05-18 | 12 Months | 2022-05-18 | Mirai | DM21/0992 | Gauge Room (Production) | TRUE | 000641308 | - |  |  | 2022-01-12 | 2022-05-04
368 | THG-01 | THERMOHYGROMETER | MODEL NO. PMSH-09 | -10°C ~ +50°C / 20~99%RH | -- | MCL/WI-T06 | ± 2°C / ± 5% RH | 2021-09-23 | 12 Months | 2022-09-23 | Mirai | SAC/TL21/0591 | QC | TRUE | HCAL022K202388 | CS211709 |  |  | 2022-01-12 | 2022-09-09
369 | THG-02 | THERMOHYGROMETER | MODEL NO. PMSH-09 | -10°C ~ +50°C / 20~99%RH | -- | MCL/WI-T06 | ± 2°C / ± 5% RH | 2021-06-27 | 12 Months | 2022-06-27 | Mirai | TL21-0542 | QC (Tools Room) | TRUE | HCAL022K202388 | CS211709 |  |  | 2022-01-12 | 2022-06-13
370 | THG-04 | THERMOHYGROMETER | MODEL NO. PMSH-09 | -10°C ~ +50°C / 20~99%RH | -- | MCL/WI-T06 | ± 2°C / ± 5% RH | 2021-06-27 | 12 Months | 2022-06-27 | Mirai | TL21-0543 | Gauge Room | TRUE | HCAL022K202388 | CS211709 |  |  | 2022-01-12 | 2022-06-13
371 | THG-05 | THERMOHYGROMETER | MODEL NO. PMSH-09 | -10°C ~ +50°C / 20~99%RH | -- | MCL/WI-T06 | ± 2°C / ± 5% RH | 2021-06-27 | 12 Months | 2022-06-27 | Mirai | TL21-0544 | Store | TRUE | HCAL022K202388 | CS211709 |  |  | 2022-01-12 | 2022-06-13
372 | THG-06 | THERMOHYGROMETER | MODEL NO. PMSH-09 | -10°C ~ +50°C / 20~99%RH | -- | MCL/WI-T06 | ± 2°C / ± 5% RH | 2021-06-27 | 12 Months | 2022-06-27 | Mirai | TL21-0545 | Painting | TRUE | HCAL022K202388 | CS211709 |  |  | 2022-01-12 | 2022-06-13
373 | THG-07 | THERMOHYGROMETER | MODEL NO. PMSH-09 | -10°C ~ +50°C / 20~99%RH | -- | MCL/WI-T06 | ± 2°C / ± 5% RH | 2021-06-27 | 12 Months | 2022-06-27 | Mirai | TL21-0545 | Store | TRUE | HCAL022K202388 | CS211709 |  |  | 2022-01-12 | 2022-06-13
374 | PSY-01 | DUAL INPUT HYGRO-THERMOMETER PSYCHROMETER | EXTECH INSTRUMENTS | Humidity: 0.0 to 100.0% RH / Temperature (air): -20 to 50°C / Dew Point: -68 to 50°C, calculated from RH and Air Temp measurements | Model No. RH350 / S.No. 10267787 | MCL/WI/T-06 | RH: ± 5% / Temperature Gages: ± 2% / Thermometers: ± 5°C / Surface Temp Probes: ± 10°C | 2021-10-24 | 12 Months | 2022-10-24 | Mirai | TL21/0695 | Chiew | TRUE | HCAL022K202388 | CS211709 |  |  | 2022-09-27 | 2022-10-10
375 | TW-06 | TORQUE WRENCH | BRITOOL | 12 - 68 Nm | K000561 | MCL/WI/M-10 & ISO 6789-2:2017 | ± 5% | 2021-04-24 | 12 Months | 2022-04-24 | Mirai | SAC/TQ21/0486 | Gauge Room | TRUE | 65893 75934 | 35554S 36256S |  |  | 2022-01-12 | 2022-04-10
376 | TW-07 | TORQUE WRENCH | PRECISION INSTRUMENTS | 50 - 250 lb.ft. | M3R250FC / 9508 | MCL/WI/M-10 & ISO 6789-2:2017 | ± 5% | 2021-04-24 | 12 Months | 2022-04-24 | Mirai | SAC/TQ21/0487 | Gauge Room | TRUE | 65893 66322 | 35554S 36262S |  |  | 2022-01-12 | 2022-04-10
377 | TW-08 | TORQUE WRENCH (INTERCHANGEABLE WITH PUSH TYPE RATCHET HEAD & RING INSERT TOOLS) | PROTOOLS | 51.6 - 243.4 lb.ft. / 60 - 340 Nm | AH03768 / 1703625823 | DIN-ISO-6789:2017 | ± 5% | 2021-01-25 | 12 Months | 2022-01-25 | Able Cal | 086-21-1M | Gauge Room | FALSE | 1875/1 1875/2 1875/3 | - |  |  | 2022-01-12 | 2022-01-11
378 | TW-09 | TORQUE WRENCH | TECNOGI | 4 - 24 lbs ft / 5 - 33 Nm | H005555 | MCL/WI/M-10 & ISO 6789-2:2017 | ± 5% | 2021-04-24 | 12 Months | 2022-04-24 | Mirai | SAC/TQ21/0484 | Gauge Room | TRUE | 65893 75934 | 35554S 36256S |  |  | 2022-01-12 | 2022-04-10
379 | TW-10 | TORQUE WRENCH | TECNOGI | 10 - 50 lbs ft / 12 - 68 Nm | G005839 | MCL/WI/M-10 & ISO 6789-2:2017 | ± 5% | 2021-04-24 | 12 Months | 2022-04-24 | Mirai | SAC/TQ21/0485 | Gauge Room | TRUE | 65893 75934 | 35554S 36256S |  |  | 2022-01-12 | 2022-04-10
380 | TW-12 | TORQUE WRENCH | TECNOGI | 60 - 440 lbs ft / 100 - 600 Nm | H010788 | MCL/WI/M-10 & ISO 6789-2:2017 | ± 5% | 2021-04-24 | 12 Months | 2022-04-24 | Mirai | SAC/TQ21/0488 | Gauge Room | TRUE | 65893 66322 | 35554S 36262S |  |  | 2022-01-12 | 2022-04-10
381 | TW-13 | BATTERY-POWERED TORQUE WRENCH VT-3000 | TORCUP | 750 - 3000 lb.ft. | 9120010051 | ISO 6789:2017 | ± 5% | 2021-03-25 | 12 Months | 2022-03-25 | Able Cal | 394-21-1M | Chiew | TRUE | 1875/1 1875/2 1875/3 | - |  |  | 2022-01-12 | 2022-03-11
382 | TW-14 | NANO-28 TORQUE WRENCH MULTIPLIER 5:1 | POWER MASTER | Min input 80ft lbs = output 400ft lbs / Max input 400ft lbs = output 2000ft lbs | N19F09 | ISO 6789:2017 | ± 4% | 2021-03-25 | 12 Months | 2022-03-25 | Able Cal | 394-21-2M | Chiew | TRUE | 1875/1 1875/2 1875/3 | - |  |  | 2022-01-12 | 2022-03-11
383 | MT-04 | MEASURING TAPE | FISCO | 30 m/100 ft | -- | JIS B7516-2005 / MCL/WI/D-17 | 0.02 mm | 2021-10-25 | 12 Months | 2022-10-25 | Mirai | DM21/2275 | Anandan | TRUE | MCL-STR-100 CM | - |  |  | 2022-01-12 | 2022-10-11
384 | MT-07 | MEASURING TAPE | STANLEY | 15m / 50 ft | -- | ACS-WI-01, JIS B 7516:2005 | ± 4.6 mm | 2021-09-03 | 12 Months | 2022-09-03 | Able Cal | 1075-21-1M | QC Cabinet | TRUE | 1207 | - |  |  | 2022-01-12 | 2022-08-20
385 | MT-08 | MEASURING TAPE | RUI XIANG | 0 - 7.5 m | -- | ACS-WI-01, JIS B 7516:2005 | ± 4.6 mm | 2021-09-03 | 12 Months | 2022-09-03 | Able Cal | 1075-21-2M | QC Cabinet | TRUE | 1207 | - |  |  | 2022-01-12 | 2022-08-20
386 | ELM-05 | MAGNETIC SURFACE TEMPERATURE GAUGE | ELCOMETER | -35 to 55 0C | G113-1/0417 | MCL/WI/T-05 | 10 °C | 2021-08-31 | 12 Months | 2022-08-31 | Mirai | TL21/0636 | Chiew | FALSE | 401015-1 1630038 150511555 | CM-140413/20/1 E22687 TL09280 |  |  | 2022-09-27 | 2022-08-17
387 | TPG-05 | THREAD PROFILE GAGE | GAGEMAKER | 6-5/8" API REGULAR 5-1/2"-6-5/8" API FULL HOLE | S/No. IA11LB0228 / Model No. TP-4-2-50 | ASME B1.2:1983 / API Specification 5B, 6A & 7-2 | ± 0.0002” | 2021-01-27 | 12 Months | 2022-01-27 | Able Cal | 086-21-3M | QC | FALSE | DLM 680 | - |  |  | 2022-09-27 | 2022-01-13
388 | SRT-01 | SURFACE ROUGHNESS TESTER (SJ-201) | MITUTOYO | -- | 217310707 | REFER CERT | -- | 2021-09-03 | 12 Months | 2022-09-03 | Able Cal | 1075-21-4M | QC Cabinet | FALSE |  | 2022-09-27 | 2022-08-20
| SRS-01 | SURFACE ROUGHNESS SPECIMEN | MITUTOYO | -- | 358720807 / 323690707 | REFER CERT | -- | 2021-09-03 | 12 Months | 2022-09-03 | Able Cal | 1075-21-4M | QC Cabinet | FALSE |  | 2022-09-27 | 2022-08-20
389 | SRT-01 | SURFACE ROUGHNESS TESTER (SJ-201) | MITUTOYO | -- | 217310707 | REFER CERT | -- | 2021-09-03 | 12 Months | 2022-09-03 | Able Cal | 1075-21-4M | QC Cabinet | FALSE | AC-05 AC-06 | - |  |  | 2022-09-27 | 2022-08-20
390 | SRT-02 | SURFACE ROUGHNESS TESTER WITH SPECIMEN (SJ-210) | MITUTOYO | Ra - 2.94µm / Rmax (Ry) - 9.3µm | Tester S/No.: 600291902 / Groove Detector S/No.: 305721901 / Specimen S/No.: 310311901 | SHE-WI-D035 / ASTM E10 | -- | 2021-12-07 | 12 Months | 2022-12-06 | Shikra Engineering | DLS-21120003-01 | QC Cabinet | TRUE | 39761000002 170282 | - |  |  | 2022-09-27 | 2022-11-22
391 | DFT-03 | DRY FILM THICKNESS GAUGE [COATING THICKNESS GAUGE] | UNI-T | 0 - 1250 µm | Model No.: UT343D | ISO 16831:2012 | 3% | 2020-09-19 | 3 years | 2023-09-19 | Mirai | TG20/0011 | Chiew | TRUE | CS14303 | - |  |  | 2022-09-27 | 2023-09-05
392 | DI-01 | DRIFT INSPECTION | MTQ | -- | -- | MTQ STD | + 0.01" / + 0.027" | 2021-08-12 | 12 Months | 2022-08-11 | MTQ | -- | Workshop | FALSE | - | - |  |  | 2022-09-27 | 2022-07-28
393 | PM-02 | ARGWELD PURGE MONITOR (PurgEye 100 IP65) | HUNTINGDON FUSION TECHNIQUES LIMITED | 20.94% down to 100 ppm Oxygen (100 ppm to atmosphere) | Model: API0100 / S/No.: 19059 / Sensor S/No: 19059S | Standard gas (N2-99.999 % & O2 -1.8 PPM) | Oxygen Level At 20.0% ± 0.2% / 2.0% ± 0.02% | 2021-09-23 | 12 Months | 2022-09-23 | Mirai | GM21/1180 | Welding [Herry] | FALSE | 1002-105 | - |  |  | 2022-09-27 | 2022-09-09
Formulas:
CALIBRATON DATE = ([CALIBRATION DUE DATE]-365)
Note on B8: Mary Ann: 30,000 PSI - ok 1,000 PSI - out of calibration
Note on B39: Mary Ann Original Micrometer belong to IDM-48 (S/No. 06073343) Screw taken from IDM-49
Note on B44: Mary Ann: Original Micrometer belong to IDM-23 (S/No. 06023136)
Note on B45: Mary Ann: Original Micrometer belong to IDM-47 (S/No. 86458710)
Note on B237: Mary Ann: Northlab not capable to calibrate (no more Master Gauge)
Note on B262: Mary Ann: Northlab not capable to calibrate (no more Master Gauge)
Note on B293: Mary Ann: Northlab not capable to calibrate (no more Master Gauge)
Note on B295: Mary Ann: No Go Gauge - From SPG-121 S.No. AB08891
Note on B326: Mary Ann: 114 Pcs, 5pcs missing 1, 1.13, 1.20, 1.30, 1pc wear blocks
Note on B356: Mary Ann: PREVIOUS S/NO.: SM21JB0022 / TVL796 SUPERSEDED BY NEW GAUGE SM13EG0125 / ZYT408
Note on B357: Mary Ann: PREVIOUS S/NO.: SM21JB0024 / TVL772 SUPERSEDED BY NEW GAUGE SM13EG0123 / ZYT412
Note on B358: Mary Ann: PREVIOUS S/NO.: ML15LB0270 / TYV951 SUPERSEDED BY NEW GAUGE SM13EG0127 / ZYT406
Note on B359: Mary Ann: ML15LB0277 / UMC843 Superseded by New gauge SM20BF0005 / YFG950

## For Audit (Link Auto update) (hidden)
S/NO. | MTQ GAUGE ID NO / TAG NO. | DESCRIPTION | GAUGE BRAND / MANUFACTURER | GAUGE RANGE | GAUGE SERIAL NO. | CALIBRATION REQUIREMENTS |  |  |  |  | CALIBRATION AGENCY | CALIBRATION CERTIFICATE NO. | LOCATION | REMARKS
[6 empty] | CALIBRATION METHOD /SPECIFICATION USED | REQUIRED ACCURACY / TOLERANCE | CALIBRATON DATE | INTERVAL | CALIBRATION DUE DATE
1 | PRR-01 | PRESSURE RECORDER | BARTON | 0 - 30,000 PSI | 204E-33337 | MCL/WI/M-05 / BS EN 837-1:1998 & DKD-R-6-1 / API 6A | 1% | 2022-03-28 | 12 Months | 2023-03-28 | Mirai | SAC/PL22/1491 | Gauge Room / Test Bay | TRUE |  | 2022-09-27 | 2023-03-14
2 | PRR-04 | PRESSURE RECORDER | MARTIN DECKER | 0 - 15,000 PSI | S3124B | MCL/WI/M-05, BS EN 837-1:1998 & DKD-R-6-1, API 6A | 1% | 2021-08-31 | 12 Months | 2022-08-31 | Mirai | SAC/PL21/3767 | Gauge Room / Test Bay | FALSE |  | 2022-09-27 | 2022-08-17
3 | PRR-08 | PRESSURE RECORDER | BARTON | 0 - 6,000 PSI | 110994503011 | MCL/WI/M-05 / BS EN 837-1:1998 & DKD-R-6-1 / API 6A | 1% | 2022-03-28 | 12 Months | 2023-03-28 | Mirai | SAC/PL22/1490 | Gauge Room / Test Bay | TRUE |  | 2022-09-27 | 2023-03-14
4 | PRR-12 | PRESSURE RECORDER | BARTON | 0 - 6,000 PSI | 111997997001 | MCL/WI/M-05 / BS EN 837-1:1998 & DKD-R-6-1 / API 6A & 16A | 1% | 2021-12-10 | 12 Months | 2022-12-10 | Mirai | SAC/PL21/5460 | Gauge Room / Test Bay | TRUE |  | 2022-09-27 | 2022-11-26
5 | PRR-14 | PRESSURE RECORDER | BARTON | 0 - 1,000 PSI | 112528723001 | MCL/WI/M-05 / BS EN 837-1:1998 / API 6A, 16A | 1% | 2021-11-30 | 12 Months | 2022-12-01 | Mirai | SAC/PL21/5333 | Gauge Room / Test Bay | TRUE |  | 2022-09-27 | 2022-11-17
6 | PRR-15 | PRESSURE RECORDER (30,000 PSI) | OIL & GAS MEASUREMENT | 0 - 30,000 PSI | 25126 | MCL/WI/D-05 / BS EN 837-1:1998 & DKD-R-6-1 | 1% | 2022-02-02 | 12 Months | 2023-02-02 | Mirai | SAC/PL22/0471 | Gauge Room / Test Bay | TRUE |  | 2022-09-27 | 2023-01-19
7 | PRR-17 | PRESSURE & TEMPERATURE RECORDER | BARTON | 0 - 10,000 PSI & 0 - 100 °C | 112772798001 | ISO9001:2015 / API 6A & API A6A | 1% | 2022-03-28 | 12 Months | 2023-03-28 | Mirai | SAC/PL22/1489 | Gauge Room / Test Bay | TRUE |  | 2022-09-27 | 2023-03-14
8 | PRR-18 | PRESSURE RECORDER | BARTON | 0 - 3,000 PSI | 242E / 12105797802 | MCL/WI/M-05 / BS EN 837-1:1998 / API 6A | ± 1% | 2021-12-01 | 12 Months | 2022-12-01 | Mirai | SAC/PL21/5334 | Gauge Room / Test Bay | TRUE |  | 2022-09-27 | 2022-11-17
9 | PRR-19 | PRESSURE RECORDER | BARTON | 0 - 300 PSI | 242E / 12105712901 | SHE-WI-P001 / ISO / IEC GUIDE 98-3:2008 | ± 1% | 2022-04-27 | 12 Months | 2023-04-26 | Shikra Engineering | PLS-22040093-01 | Gauge Room / Test Bay | TRUE |  | 2022-09-27 | 2023-04-12
10 | PG-89 | PRESSURE TEST GAUGE (API 6A & 16A) | AMBITINST | 0 - 30,000 PSI | 11922481/1 | MCL/WI/M-05 / BS EN 837-1:1998 & DKD-R-6-1 / API 6A & 16A | ± 0.5% | 2022-07-01 | 3 Months | 2022-10-01 | Mirai | SAC/PL22/3418 | Test Bay | FALSE |  | 2022-09-27 | 2022-09-17
11 | PG-101 | PRESSURE GAUGE | STEWARTS-USA | 0 - 35,000 PSI | S-7233 | MCL/WI/M-05 / BS EN 837-1:1998 & DKD-R-6-1 / API 6A | 2% | 2022-06-16 | 12 Months | 2023-06-16 | Mirai | SAC/PL22/2919 | Test Bay | TRUE |  | 2022-09-27 | 2023-06-02
12 | PG-102 | PRESSURE GAUGE | STEWARTS-USA | 0 - 10,000 PSI | S-7223 | MCL/WI/M-05 / BS EN 837-1:1998 & DKD-R-6-1 / API 6A | ± 2.0% | 2021-08-31 | 12 Months | 2022-08-31 | Mirai | SAC/PL21/3762 | Test Bay | FALSE |  | 2022-09-27 | 2022-08-17
13 | PG-103 | PRESSURE GAUGE | STEWARTS-USA | 0 - 1,000 PSI | S-6985 | MCL/WI/M-05 / BS EN 837-1:1998 & DKD-R-6-1 / API 6A | 2% | 2022-06-16 | 12 Months | 2023-06-16 | Mirai | SAC/PL22/2918 | Test Bay | TRUE |  | 2022-09-27 | 2023-06-02
14 | PG-104 | PRESSURE GAUGE | STEWARTS-USA | 0 - 1,000 PSI | S-7259 | MCL/WI/M-05 / BS EN 837-1:1998 & DKD-R-6-1 / API 6A | ± 2.0% | 2021-08-31 | 12 Months | 2022-08-31 | Mirai | SAC/PL21/3761 | Test Bay | FALSE |  | 2022-09-27 | 2022-08-17
15 | PG-105 | PRESSURE GAUGE | STEWARTS-USA | 0 - 35,000 PSI | S-7362 | SHE-WI-P001 / ISO / IEC GUIDE 98-3:2008 | ± 2.0% | 2022-09-18 | 12 Months | 2023-09-18 | Shikra Engineering | PLS-22080088-08 | Test Bay | TRUE |  | 2022-09-27 | 2023-09-04
16 | PG-108 | PRESSURE GAUGE | ROTOTHERM | 0 - 10,000 PSI | 0760PG120473 | MCL/WI/M-05 / BS EN 837-1:1998 & DKD-R-6-1 / API 6A & 16A | ± 2.0% | 2021-12-09 | 12 Months | 2022-12-09 | Mirai | SAC/PL21/5439 | Gauge Room / Test Bay | TRUE |  | 2022-09-27 | 2022-11-25
17 | PG-109 | PRESSURE GAUGE (API 6A) | G & A | 0 - 230 PSI / 0- 16 bar | E160725020 | MCL/WI/M-05 / BS EN 837-1:1998 & DKD-R-6-1 / API 6A & 16A | ± 1% | 2022-07-01 | 3 Months | 2022-10-01 | Mirai | SAC/PL22/3413 | Gauge Room / Test Bay | FALSE |  | 2022-09-27 | 2022-09-17
18 | PG-110 | DIGITAL PRESSURE GAUGE | AEP | 0 - 2000 bar | BIT02B / 926307 | MCL/WI/M-05 / BS EN 837-1:1998 & DKD-R-6-1 | ± 0.2% linearity & hysteresis | 2022-06-16 | 12 Months | 2023-06-16 | Mirai | SAC/PL22/2920 | Gauge Room / Test Bay | TRUE |  | 2022-09-27 | 2023-06-02
19 | PG-111 | PRESSURE TEST GAUGE (API 6A & 16A) | ROTOTHERM | 0 - 10,000 PSI | 0760PG120475 | MCL/WI/M-05 / BS EN 837-1:1998 & DKD-R-6-1 / API 6A, 16A | ± 0.5% | 2022-04-25 | 3 Months | 2022-07-25 | Mirai | SAC/PL22/1979 | Gauge Room / Test Bay | FALSE |  | 2022-09-27 | 2022-07-11
20 | PG-112 | PRESSURE TEST GAUGE (API 6A & 16A) | ROTOTHERM | 0 - 1,000 PSI | 0776PG120001 | MCL/WI/M-05 / BS EN 837-1:1998 & DKD-R-6-1 / API 6A, 16A | ± 0.5% | 2022-04-26 | 3 Months | 2022-07-26 | Mirai | SAC/PL22/1976 | Gauge Room / Test Bay | FALSE
21 | PG-113 | PRESSURE TEST GAUGE (API 6A & 16A) | ROTOTHERM | 0 - 3,000 PSI | 0780PG120005 | MCL/WI/M-05 / BS EN 837-1:1998 & DKD-R-6-1 / API 6A, 16A | ± 0.5% | 2022-04-27 | 3 Months | 2022-07-27 | Mirai | SAC/PL22/1977 | Gauge Room / Test Bay | FALSE
22 | PG-114 | PRESSURE TEST GAUGE (API 6A & 16A) | ROTOTHERM | 0 - 1,000 PSI | 0778PG120004 | MCL/WI/M-05 / BS EN 837-1:1998 & DKD-R-6-1 / API 6A & 16A | ± 0.5% | 2022-07-01 | 3 Months | 2022-10-01 | Mirai | SAC/PL22/3414 | Gauge Room / Test Bay | FALSE |  | 2022-09-27 | 2022-09-17
23 | PG-115 | PRESSURE TEST GAUGE (API 6A & 16A) | ROTOTHERM | 0 - 3,000 PSI | 0780PG120006 | MCL/WI/M-05 / BS EN 837-1:1998 & DKD-R-6-1 / API 6A & 16A | ± 0.5% | 2022-07-01 | 3 Months | 2022-10-01 | Mirai | SAC/PL22/3415 | Gauge Room / Test Bay | FALSE |  | 2022-09-27 | 2022-09-17
24 | PG-116 | PRESSURE TEST GAUGE (API 6A & 16A) | ROTOTHERM | 0 - 10,000 PSI | 0760PG120474 | MCL/WI/M-05 / BS EN 837-1:1998 & DKD-R-6-1 / API 6A & 16A | ± 0.5% | 2022-07-01 | 3 Months | 2022-10-01 | Mirai | SAC/PL22/3417 | Gauge Room / Test Bay | FALSE |  | 2022-09-27 | 2022-09-17
25 | PG-117 | PRESSURE TEST GAUGE (API 6A & 16A) | STEWARTS-BUCHANAN GAUGES LTD | 0 - 6,000 PSI | 20925246/1 | MCL/WI/M-05 / BS EN 837-1:1998 & DKD-R-6-1 / API 6A & 16A | ± 0.5% | 2022-07-01 | 3 Months | 2022-10-01 | Mirai | SAC/PL22/3416 | Gauge Room / Test Bay | FALSE | New Gauge | 2022-09-27 | 2022-09-17
26 | PG-118 | DIGITAL HGH PRESSURE GAUGE | ADDITEL CORPORATION | 0 - 50,000 PSI | Model No.: ADT681-20-GP50K-PSI-AF-DL / Serial No.: 211H20240007 | QCD/TRSG/P08 in TRSG/QM/001/20 / API 16A | ± 0.2% F.S. | 2022-09-09 | 3 Months | 2022-12-09 | Trescal | SALPR/0695/1/22 | Gauge Room / Test Bay | TRUE |  | 2022-09-27 | 2022-11-25
27 | PG-119 | PRESSURE TEST GAUGE (API 6A & 16A) | STEWARTS-BUCHANAN GAUGES LTD | 0 - 30,000 PSI | 20925245/1 | MCL/WI/M-05 / BS EN 837-1:1998 & DKD-R-6-1 / API 6A, 16A | ± 0.5% | 2022-04-25 | 3 Months | 2022-07-25 | Mirai | SAC/PL22/1980 | Gauge Room / Test Bay | FALSE | New Gauge | 2022-09-27 | 2022-07-11
28 | PG-120 | PRESSURE TEST GAUGE (API 6A & 16A) | STEWARTS-BUCHANAN GAUGES LTD | 0- 6,000 PSI | 20925246/2 | MCL/WI/M-05 / BS EN 837-1:1998 & DKD-R-6-1 / API 6A, 16A | ± 0.5% | 2022-04-25 | 3 Months | 2022-07-25 | Mirai | SAC/PL22/1978 | Gauge Room / Test Bay | FALSE | New Gauge | 2022-09-27 | 2022-07-11
29 | PG-121 | PRESSURE TEST GAUGE (API 6A & 16A) | ADDITEL CORPORATION | 0 - 300 PSI | Model No.: ADT681-10-GP300-PSI-N2 / Serial No.:211H21810072 | #N/A | ± 0.5% | 2022-09-09 | 3 Months | 2022-12-09 | Trescal | SALPR/0695/2/22 | Gauge Room / Test Bay | TRUE | New Gauge | 2022-09-27 | 2022-11-25
30 | PG-122 | PRESSURE TEST GAUGE (API 6A & 16A) | ADDITEL CORPORATION | 0 - 1,000 PSI | Model No.: ADT681-10-GP1K-PSI-N2 / Serial No.: 211H21640026 | #N/A | ± 0.5% | 2022-09-09 | 3 Months | 2022-12-09 | Trescal | SALPR/0695/3/22 | Gauge Room / Test Bay | TRUE | New Gauge | 2022-09-27 | 2022-11-25
31 | PG-123 | PRESSURE TEST GAUGE (API 6A & 16A) | ADDITEL CORPORATION | 0 - 3,000 PSI | Model No.: ADT681-10-GP3K-PSI-N2 / Serial No.: 211H22040030 | #N/A | ± 0.5% | 2022-09-09 | 3 Months | 2022-12-09 | Trescal | SALPR/0695/4/22 | Gauge Room / Test Bay | TRUE | New Gauge | 2022-09-27 | 2022-11-25
32 | PG-124 | PRESSURE TEST GAUGE (API 6A & 16A) | ADDITEL CORPORATION | 0 - 30,000 PSI | Model No.: ADT681-10-GP30K-PSI-AF / Serial No.: 211H217B0009 | #N/A | ± 0.5% | 2022-09-09 | 3 Months | 2022-12-09 | Trescal | SALPR/0695/5/22 | Gauge Room / Test Bay | TRUE | New Gauge | 2022-09-27 | 2022-11-25
33 | PG-125 | PRESSURE TEST GAUGE (API 6A & 16A) | ADDITEL CORPORATION | 0 - 10,000 PSI | Model No.: ADT681-10-GP10K-PSI-N2 / Serial No.: 211H22030007 | #N/A | ± 0.5% | 2022-09-09 | 3 Months | 2022-12-09 | Trescal | SALPR/0695/6/22 | Gauge Room / Test Bay | TRUE | New Gauge | 2022-09-27 | 2022-11-25
35 | VDG-03 | VERNIER DEPTH GAUGE | MITUTOYO | 0 - 24" | 700987 | JIS B 7518:2018 / MCL/WI/D-28 | 0.001" / 0.0015" | 2021-12-09 | 12 Months | 2022-12-09 | Mirai | DM21/2721 | QC (Blue Storage Cabinet) | TRUE |  | 2022-09-27 | 2022-11-25
36 | VDG-07 | DIGIMATIC DEPTH GAUGE | MITUTOYO | 0 - 450 mm | 0003540 | MCL/WI-D28 / JIS B 7507:2016 | 0.02 mm / 0.04 mm | 2022-06-28 | 12 Months | 2023-06-28 | Mirai | DM22/1395 | QC (Blue Storage Cabinet) | TRUE |  | 2022-09-27 | 2023-06-14
37 | VDG-13 | DIGIMATIC DEPTH GAUGE | MITUTOYO | 0 - 12" | 0022274 | SHE-WI-D006 / BS EN ISO 13385-2:2011 | 0.001" | 2022-09-13 | 12 Months | 2023-09-13 | Shikra Engineering | DLS-22080064/05 | QC (Blue Storage Cabinet) | TRUE |  | 2022-09-27 | 2023-08-30
38 | VDG-14 | DIGIMATIC DEPTH GAUGE | MITUTOYO | 0 - 300 mm | 0029291 | SHE-WI-D006 / BS EN ISO 13385-2:2011 | 0.02 mm | 2022-05-22 | 12 Months | 2023-05-22 | Shikra Engineering | DLS-22050035-08 | QC (Blue Storage Cabinet) | TRUE | New Gauge | 2022-09-27 | 2023-05-08
39 | IDM-14 | INTERNAL STICK MICROMETER | MITUTOYO | 50 - 150 mm | 72887 | MCL/WI/D-09 (Issue No.3) | 0.05 mm | 2021-09-27 | 12 Months | 2022-09-27 | Mirai | DM21/2042 | Gauge Room | FALSE |  | 2022-09-27 | 2022-09-13
40 | IDM-16 | INTERNAL STICK MICROMETER | MITUTOYO | 50 - 300 mm | 3540 / 30507 / 37136642 / 37145523 / 37120623 / 37147303 / 37139772 / 37144489 | MCL/WI/D-09 / BS 959:2008 | 0.05 mm | 2021-12-24 | 12 Months | 2022-12-24 | Mirai | DM21/2989-2994 & DM22/0012-0013 | Gauge Room | TRUE |  | 2022-09-27 | 2022-12-10
41 | IDM-29 | INTERNAL STICK MICROMETER | MITUTOYO | 100 - 1300 mm | 56121135 | BS 959 : 2008, MCL/WI/D-09 (ISSUE NO.3) | 0.05 mm | 2021-10-25 | 12 Months | 2022-10-25 | Mirai | DM21/2280 | Gauge Room | TRUE |  | 2022-09-27 | 2022-10-11
42 | IDM-38 | INTERNAL STICK MICROMETER | MITUTOYO | 25 - 50 mm | 00921 | SHE-WI-D026 / BS 959:2008 | 0.05 mm | 2022-09-13 | 12 Months | 2023-09-13 | Shikra Engineering | DLS-22080064-14 | Gauge Room | TRUE |  | 2022-09-27 | 2023-08-30
43 | IDM-43 | INTERNAL STICK MICROMETER | MITUTOYO | 125 - 150 mm | 07108908 | BS 959:2008 / MCL/WI/D-09 | 0.05 mm | 2021-12-09 | 12 Months | 2022-12-09 | Mirai | DM21/2716 | Gauge Room | TRUE |  | 2022-09-27 | 2022-11-25
44 | IDM-44 | INTERNAL STICK MICROMETER | MITUTOYO | 150 - 175 mm | 07105125 | BS 959:2008 / MCL/WI/D-09 | 0.05 mm | 2021-12-09 | 12 Months | 2022-12-09 | Mirai | DM21/2717 | Gauge Room | TRUE |  | 2022-09-27 | 2022-11-25
45 | IDM-47 | INTERNAL STICK MICROMETER | MITUTOYO | 100 - 2100 mm | 06023136 | BS 959:2008 / MCL/WI/D-09 | 0.05 mm | 2022-03-28 | 12 Months | 2023-03-28 | Mirai | DM22/0635 | Gauge Room | TRUE |  | 2022-09-27 | 2023-03-14
46 | IDM-48 | INTERNAL STICK MICROMETER | MITUTOYO | 100 - 1300 mm | 86458710 | BS 959 : 2008, MCL/WI/D-09 (ISSUE NO.3) | 0.05 mm | 2021-10-25 | 12 Months | 2022-10-25 | Mirai | DM21/2279 | QC Office Cabinet (1) | TRUE |  | 2022-09-27 | 2022-10-11
47 | IDM-51 | INTERNAL STICK MICROMETER | MITUTOYO | 175 - 200 mm | 47074451 | BS 959:2008 / MCL/WI/D-09 | 0.05 mm | 2021-12-09 | 12 Months | 2022-12-09 | Mirai | DM21/2718 | Gauge Room | TRUE |  | 2022-09-27 | 2022-11-25
48 | IDM-52 | INTERNAL STICK MICROMETER | MITUTOYO | 200 - 225 mm | 47081910 | MCL/WI/D-09 / BS 959:2008 | 0.05 mm | 2022-01-14 | 12 Months | 2023-01-14 | Mirai | DM22/0069 | Gauge Room | TRUE |  | 2022-09-27 | 2022-12-31
49 | IDM-53 | INTERNAL STICK MICROMETER | MITUTOYO | 100 - 125 mm | 47044958 | BS 959:2008 / MCL/WI/D-09 | 0.05 mm | 2021-12-09 | 12 Months | 2022-12-09 | Mirai | DM21/2719 | Gauge Room | TRUE |  | 2022-09-27 | 2022-11-25
50 | IDM-54 | INTERNAL STICK MICROMETER | MITUTOYO | 2 - 60" | 0005446 | BS 959:2008, MCL/WI/D-09 (ISSUE NO.3) | ± 0.0019" | 2021-10-08 | 12 Months | 2022-10-08 | Mirai | DM21/2167 | QC Office Cabinet (1) | FALSE |  | 2022-09-27 | 2022-09-24
51 | IDM-55 | INTERNAL STICK MICROMETER | MITUTOYO | 2 - 60" | 1009803 | MCL/WI/D-09 & BS 959:2008 | 0.0019" | 2022-06-28 | 12 Months | 2023-06-28 | Mirai | DM22/1393 | QC (Blue Storage Cabinet) | TRUE |  | 2022-09-27 | 2023-06-14
52 | IDM-56 | INTERNAL STICK MICROMETER | MITUTOYO | 175 - 200 mm | 66873451 | MCL/WI/D-09 & BS 959:2008 | 0.05 mm | 2022-02-10 | 12 Months | 2023-02-10 | Mirai | DM22/0204 | Production Tool Room | TRUE |  | 2022-09-27 | 2023-01-27
53 | IDM-57 | INTERNAL STICK MICROMETER | MITUTOYO | 2 - 60" | 9000810 | MCL/WI/D-09 & BS 959:2008 | 0.0019" | 2022-02-10 | 12 Months | 2023-02-10 | Mirai | DM22/0205 | QC Office Cabinet (Seeni) | TRUE | New Gauge | 2022-09-27 | 2023-01-27
54 | IDM-58 | INTERNAL STICK MICROMETER | MITUTOYO | 125 - 150 mm | 71071743 | SHE-WI-D026 / BS 959:2008 | ± 0.05 mm | 2022-05-22 | 12 Months | 2023-05-22 | Shikra Engineering | DLS-22050035-11 | Production Tool Room | TRUE | New Gauge | 2022-09-27 | 2023-05-08
55 | IDM-59 | INTERNAL STICK MICROMETER | MITUTOYO | 125 - 150 mm | 71187303 | SHE-WI-D026 / BS 959:2008 | ± 0.05 mm | 2022-05-22 | 12 Months | 2023-05-22 | Shikra Engineering | DLS-22050035-12 | Production Tool Room | TRUE | New Gauge | 2022-09-27 | 2023-05-08
56 | IDM-60 | INTERNAL STICK MICROMETER | MITUTOYO | 50 - 1000 mm | 0013230 | SHE-WI-D026 / BS 959:2008 | ± 0.05 mm | 2022-09-13 | 12 Months | 2023-09-13 | Shikra Engineering | DLS-22080064-01 | Gauge Room | TRUE | New Gauge | 2022-09-27 | 2023-08-30
57 | ODM-18 | OD MICROMETER | MITUTOYO | 8" - 9" | -- | MCL/WI-D-02 / BS 870:2008 | 0.0007" | 2022-03-04 | 12 Months | 2023-03-04 | Mirai | DM22/0445 | Gauge Room | TRUE |  | 2022-09-27 | 2023-02-18
58 | ODM-19 | OD MICROMETER | MITUTOYO | 9" - 10" | 2125863 | MCL/WI/D-02 / BS 870:2008 | 0.0007" | 2022-01-14 | 12 Months | 2023-01-14 | Mirai | DM22/0073 | Gauge Room | TRUE |  | 2022-09-27 | 2022-12-31
59 | ODM-47 | OD MICROMETER (BLADE) | MITUTOYO | 3" - 4" | -- | BS 870 : 2008, MCL/WI/D-02 (ISSUE NO.2) | 0.0007" | 2021-10-25 | 12 Months | 2022-10-25 | Mirai | DM21/2274 | Gauge Room | TRUE |  | 2022-09-27 | 2022-10-11
60 | ODM-49 | OD MICROMETER (BLADE) | MITUTOYO | 100 - 125 mm | 57061262 | BS 870 : 2008, MCL/WI/D-02 (ISSUE NO.2) | 0.02 mm | 2021-10-25 | 12 Months | 2022-10-25 | Mirai | DM21/2278 | Gauge Room | TRUE |  | 2022-09-27 | 2022-10-11
61 | ODM-53 | OD MICROMETER | MITUTOYO | 3" - 4" | 37114784 / 8005535 | MCL//WI/D-02 / BS 870:2008 | 0.0007" | 2022-04-06 | 12 Months | 2023-04-06 | Mirai | DM22/0680 | Gauge Room | TRUE |  | 2022-09-27 | 2023-03-23
62 | ODM-57 | OD MICROMETER | MITUTOYO | 7 - 8" | 2004035 | SHE-WI-D017 / BS EN ISO 3611:2010 | 0.0007" | 2022-04-28 | 12 Months | 2023-04-27 | Shikra Engineering | DLS-22040062-01 | Gauge Room | TRUE |  | 2022-09-27 | 2023-04-13
63 | ODM-60 | OD MICROMETER | MITUTOYO | 10"- 11" | 1065670 | MCL/WI/D-02 / BS 870: 2008 | 0.0007" | 2021-12-24 | 12 Months | 2022-12-24 | Mirai | DM21/2995 | Gauge Room | TRUE |  | 2022-09-27 | 2022-12-10
64 | ODM-61 | OD MICROMETER | MITUTOYO | 11"- 12" | 1072099 | MCL//WI/D-02 / BS 870:2008 | 0.0007" | 2022-04-06 | 12 Months | 2023-04-06 | Mirai | DM22/0681 | Gauge Room | TRUE |  | 2022-09-27 | 2023-03-23
65 | ODM-63 | SETTING ROD | MITUTOYO | 2" | 1104925 | MCL/WI/SR02 | 0.0007" | 2021-12-24 | 12 Months | 2022-12-24 | Mirai | DM21/2982 | Gauge Room | TRUE |  | 2022-09-27 | 2022-12-10
66 | ODM-65 | SETTING ROD | MITUTOYO | 4" | 1098747 | MCL/WI/SR02 | 0.0007" | 2021-12-24 | 12 Months | 2022-12-24 | Mirai | DM21/2983 | Gauge Room | TRUE |  | 2022-09-27 | 2022-12-10
67 | ODM-66 | SETTING ROD | MITUTOYO | 5" | 1099038 | MCL/WI/SR02 | 0.0007" | 2021-12-24 | 12 Months | 2022-12-24 | Mirai | DM21/2984 | Gauge Room | TRUE |  | 2022-09-27 | 2022-12-10
68 | ODM-67 | SETTING ROD | MITUTOYO | 6" | 1099401 | MCL/WI/SR02 | 0.0007" | 2021-12-24 | 12 Months | 2022-12-24 | Mirai | DM21/2985 | Gauge Room | TRUE |  | 2022-09-27 | 2022-12-10
69 | ODM-70 | SETTING ROD | MITUTOYO | 9" | 1093178 | MCL/WI/SR02 | 0.0007" | 2021-12-24 | 12 Months | 2022-12-24 | Mirai | DM21/2986 | Gauge Room | TRUE |  | 2022-09-27 | 2022-12-10
70 | ODM-71 | SETTING ROD | MITUTOYO | 10" | 1104778 | MCL/WI/SR02 | 0.0007" | 2021-12-24 | 12 Months | 2022-12-24 | Mirai | DM21/2987 | Gauge Room | TRUE |  | 2022-09-27 | 2022-12-10
71 | ODM-72 | SETTING ROD | MITUTOYO | 11" | 1079322 | MCL/WI/SR02 | 0.0007" | 2021-12-24 | 12 Months | 2022-12-24 | Mirai | DM21/2988 | Gauge Room | TRUE |  | 2022-09-27 | 2022-12-10
72 | ODM-73 | OD MICROMETER | MITUTOYO | 100 - 125 mm | 87200591 / 8113808 | SHE-WI-D017 / BS EN ISO 3611:2010 | 0.02 mm | 2022-04-28 | 12 Months | 2023-04-27 | Shikra Engineering | DLS-22040062-02 | Gauge Room | TRUE |  | 2022-09-27 | 2023-04-13
73 | ODM-76 | OD MICROMETER | MITUTOYO | 150 - 300 mm | 6129388 | MCL/WI-D-02 / BS 870:2008 | 0.02 mm | 2021-09-21 | 12 Months | 2022-09-21 | Mirai | DM21/1937 | Gauge Room | FALSE |  | 2022-09-27 | 2022-09-07
74 | ODM-77 | OD MICROMETER | MITUTOYO | 300 - 400 mm | 11000438 | MCL/WI/D-02 / BS 870:2008 | 0.02 mm | 2022-06-28 | 12 Months | 2023-06-28 | Mirai | DM22/1396 | Gauge Room | TRUE |  | 2022-09-27 | 2023-06-14
75 | ODM-78 | OD MICROMETER | MITUTOYO | 400 - 500 mm | 11000026 | MCL/WI-D-02 / BS 870:2008 | 0.02 mm | 2022-03-04 | 12 Months | 2023-03-04 | Mirai | DM22/0444 | Gauge Room | TRUE |  | 2022-09-27 | 2023-02-18
76 | ODM-79 | OD MICROMETER | MITUTOYO | 500 - 600 mm | 1009537 | MCL/WI-D-02 / BS 870:2008 | 0.02 mm | 2021-09-21 | 12 Months | 2022-09-21 | Mirai | DM21/1938 | Gauge Room | FALSE |  | 2022-09-27 | 2022-09-07
77 | ODM-80 | OD MICROMETER | MITUTOYO | 600 - 700 mm | 11001905 | MCL/WI/D-02 / BS 870 : 2008 | 0.02 mm | 2022-06-14 | 12 Months | 2023-06-14 | Mirai | DM22/1255 | Gauge Room | TRUE |  | 2022-09-27 | 2023-05-31
78 | ODM-81 | OD MICROMETER | MITUTOYO | 700 - 800 mm | 1005447 | MCL/WI/D-02 / BS 870:2008 | 0.02 mm | 2021-09-21 | 12 Months | 2022-09-21 | Mirai | DM21/1936 | Gauge Room | FALSE |  | 2022-09-27 | 2022-09-07
79 | ODM-84 | OD MICROMETER | MITUTOYO | 1000 - 1100 mm | 02003495 | SHE-WI-D017 / BS EN ISO 3611:2010 | 0.02 mm | 2022-09-13 | 12 Months | 2023-09-13 | Shikra Engineering | DLN-22080016-01 | Gauge Room | TRUE |  | 2022-09-27 | 2023-08-30
80 | ODM-85 | OD MICROMETER | MITUTOYO | 1100 - 1200 mm | 8012828 | MCL/WI/D-02, BS 870:2008 | 0.02 mm | 2021-09-21 | 12 Months | 2022-09-21 | Mirai | DM21/1940 | Gauge Room | FALSE |  | 2022-09-27 | 2022-09-07
81 | ODM-86 | OD MICROMETER | MITUTOYO | 1200 - 1300 mm | 2002041 | MCL/WI/D-02, BS 870:2008 | 0.02 mm | 2021-09-21 | 12 Months | 2022-09-21 | Mirai | DM21/1939 | Gauge Room | FALSE |  | 2022-09-27 | 2022-09-07
82 | ODM-88 | OD MICROMETER | MITUTOYO | 75 - 100 mm | 85231706 / 8172179 | MCL//WI/D-02 / BS 870:2008 | 0.02 mm | 2022-06-28 | 12 Months | 2023-06-28 | Mirai | DM22/1392 | Gauge Room | TRUE |  | 2022-09-27 | 2023-06-14
83 | ODM-89 | OD MICROMETER | MITUTOYO | 150 -175 mm | 56181054 / 5047751 | MCL/WI/D-02 /BS 870:2008 | 0.02 mm | 2022-04-06 | 12 Months | 2023-04-06 | Mirai | DM22/0683 | Gauge Room | TRUE |  | 2022-09-27 | 2023-03-23
84 | ODM-90 | OD MICROMETER | MITUTOYO | 200 - 300 mm | 96014691 | MCL/WI/D-02 / BS 870:2008 | 0.02 mm | 2022-04-06 | 12 Months | 2023-04-06 | Mirai | DM22/0684 | Gauge Room | TRUE |  | 2022-09-27 | 2023-03-23
85 | ODM-92 | OD MICROMETER | MITUTOYO | 1300 - 1400 mm | 11001994 | MCL/WI/D-02/ BS 870:2008 | 0.02 mm | 2021-09-21 | 12 Months | 2022-09-21 | Mirai | DM21/1941 | Gauge Room | FALSE |  | 2022-09-27 | 2022-09-07
86 | ODM-93 | OD MICROMETER | MITUTOYO | 1" - 2" | 17162440 / 1091165 | SHE-WI-D017 / BS EN ISO 3611:2010 | ± 0.0007" | 2022-05-21 | 12 Months | 2023-05-21 | Shikra Engineering | DLS-22050035-13 | Gauge Room | TRUE |  | 2022-09-27 | 2023-05-07
87 | ODM-94 | OD MICROMETER | MITUTOYO | 0 - 1" | 47077797 | MCL/WI/D-02 / BS 870:2008 | 0.0007" | 2022-04-22 | 12 Months | 2023-04-22 | Mirai | DM22/0808 | Gauge Room | TRUE |  | 2022-09-27 | 2023-04-08
88 | ODM-97 | OD MICROMETER | MITUTOYO | 3" - 4" | 87098574 / 2188474 | MCL/WI/D-02 / BS 870:2008 | 0.0007" | 2022-01-14 | 12 Months | 2023-01-14 | Mirai | DM22/0076 | Gauge Room | TRUE |  | 2022-09-27 | 2022-12-31
89 | ODM-98 | OD MICROMETER | MITUTOYO | 4" - 5" | 47042579 / 4016230 | MCL/WI/D-02 / BS 870:2008 | 0.0007" | 2022-01-14 | 12 Months | 2023-01-14 | Mirai | DM22/0074 | Gauge Room | TRUE |  | 2022-09-27 | 2022-12-31
90 | ODM-99 | OD MICROMETER | MITUTOYO | 5" - 6" | 27052727 / 2031052 | MCL/WI/D-02 / BS 870:2008 | 0.0007" | 2022-01-14 | 12 Months | 2023-01-14 | Mirai | DM22/0075 | Gauge Room | TRUE |  | 2022-09-27 | 2022-12-31
91 | ODM-100 | OD MICROMETER | MITUTOYO | 6"- 7" | 47041271 / 4017990 | MCL/WI/D-02 / BS 870:2008 | 0.0007" | 2021-12-24 | 12 Months | 2022-12-24 | Mirai | DM21/2996 | Gauge Room | TRUE |  | 2022-09-27 | 2022-12-10
92 | ODM-101 | OD MICROMETER | MITUTOYO | 0 - 1" | 66663436 | BS 870:2008 & MCL/WI/D-02 | ± 0.0007" | 2022-07-05 | 12 Months | 2023-07-05 | Mirai | DM22/1485 | Gauge Room | TRUE |  | 2022-09-27 | 2023-06-21
93 | ODM-102 | OD MICROMETER | MITUTOYO | 900 - 1000 mm | 62039420 | MCL/WI/D-02 / BS 870:2008 | 0.02 mm | 2022-07-05 | 12 Months | 2023-07-05 | Mirai | DM22/1491 | Gauge Room | TRUE |  | 2022-09-27 | 2023-06-21
94 | ODM-103 | OD MICROMETER | MITUTOYO | 2" - 3" | 71526461 / 1070599 | BS 870: 2008 / MCL/WI/D-02 | 0.0007" | 2022-01-28 | 12 Months | 2023-01-28 | Mirai | DM22/0136 | Gauge Room | TRUE |  | 2022-09-27 | 2023-01-14
95 | ODM-104 | OD MICROMETER | MITUTOYO | 800 - 900 mm |  | QCD/TRSG/PROCEDURE 005 / TRSG/QM/001/20 | 0.02 mm | 2022-07-19 | 12 Months | 2023-07-19 | Trescal | SALDM/1150/4/22 | Gauge Room | TRUE
96 | VRC-57 | VERNIER CALIPER | MITUTOYO | 0 - 600 mm | 525372 | MCL/WI/D01 & BS 887:2008 | ± 0.02 / 0.04 mm | 2022-04-06 | 12 months | 2023-04-06 | Mirai | DM22/0693 | Gauge Room | TRUE |  | 2022-09-27 | 2023-03-23
97 | VRC-106 | VERNIER CALIPER | MITUTOYO | 0 - 1000 mm | 08016160 | MCL/WI/D-01 & BS 887:2008 | ± 0.02 / 0.04 / 0.06 mm | 2022-04-22 | 12 Months | 2023-04-22 | Mirai | DM22/0809 | Gauge Room | TRUE |  | 2022-09-27 | 2023-04-08
98 | VRC-131 | VERNIER CALIPER | MITUTOYO | 0 - 12" | 12569076 | MCL/WI/D-01 / BS 887:2008 | ± 0.001" | 2022-04-06 | 12 Months | 2023-04-06 | Mirai | DM22/0692 | QC (Naga) | TRUE |  | 2022-09-27 | 2023-03-23
99 | VRC-142 | VERNIER CALIPER | MITUTOYO | 0 - 24" | 12008018 | SHE-WI-D019 / JIS B7507:1993 | ± 0.0007" / 0.001" / 0.0015" | 2022-09-13 | 12 Months | 2023-09-13 | Shikra Engineering | DLS-22080064-16 | Gauge Room | TRUE |  | 2022-09-27 | 2023-08-30
100 | VRC-143 | VERNIER CALIPER | MITUTOYO | 0 - 40” | 11009322 | SHE-WI-D019 / JIS B7507:1993 | ± 0.0007" / 0.001" / 0.0015" / 0.002" | 2022-09-13 | 12 Months | 2023-09-13 | Shikra Engineering | DLS-22080064-17 | Gauge Room | TRUE |  | 2022-09-27 | 2023-08-30
101 | VRC-156 | DIGIMATIC CALIPER | MITUTOYO | 0 - 600 mm / 0 - 24" | 0044156 | MCL/WI/D-01 (Issue No.3) / BS 887:2008 | ± 0.0007" / 0.001" / 0.0015" | 2021-10-25 | 12 Months | 2022-10-25 | Mirai | DM21/2281 | Gauge Room | TRUE |  | 2022-09-27 | 2022-10-11
102 | VRC-157 | DIGIMATIC CALIPER | MITUTOYO | 0 - 24" | 0044155 | MCL/WI/D-01 (Issue No.3) / BS 887:2008 | ± 0.0007" / 0.001" / 0.0015" | 2021-11-30 | 12 Months | 2022-11-30 | Mirai | DM21/2632 | QC (Blue Storage Cabinet) | TRUE |  | 2022-09-27 | 2022-11-16
103 | VRC-158 | DIGIMATIC CALIPER | MITUTOYO | 0 - 600 mm / 0 - 24" | 0006865 | MCL/WI/D-01 (Issue No.3) / BS 887:2008 | ± 0.0007" / 0.001" / 0.0015" | 2021-10-25 | 12 Months | 2022-10-25 | Mirai | DM21/2282 | Gauge Room | TRUE |  | 2022-09-27 | 2022-10-11
104 | VRC-159 | DIGIMATIC CALIPER | MITUTOYO | 0 - 24" | 0006337 | MCL/WI/D-01 (Issue No.3) / BS 887:2008 | ± 0.0007" / 0.001" / 0.0015" | 2021-11-30 | 12 Months | 2022-11-30 | Mirai | DM21/2633 | QC (Blue Storage Cabinet) | TRUE |  | 2022-09-27 | 2022-11-16
105 | VRC-177 | DIGIMATIC CALIPER | MITUTOYO | 0 - 12" | 1004195 | MCL/WI/D-01 / BS 887:2008 | ± 0.001" | 2022-06-14 | 12 Months | 2023-06-14 | Mirai | DM22/1257 | QC (Blue Storage Cabinet) | TRUE |  | 2022-09-27 | 2023-05-31
106 | VRC-183 | VERNIER CALIPER | MITUTOYO | 0 - 2000 mm | 18001041 | MCL/WI/SD-01 / BS 887:2008 | ± 0.02 / 0.04 / 0.06 mm | 2022-09-09 | 12 Months | 2023-09-09 | Mirai | DM22/2037 | Gauge Room | TRUE |  | 2022-09-27 | 2023-08-26
107 | VRC-184 | DIGIMATIC CALIPER | MITUTOYO | 0 - 60" | 0004231 | QCD/TRSG/PROCEDURE 008 in TRSG/QM/001/20 JIS B 7507:2016 | ± 0.0007" / 0.001" / 0.0015" / 0.002" | 2021-10-01 | 12 Months | 2022-10-01 | Trescal | SALDM/1388/1/21 | QC Office Cabinet (Seeni) | FALSE |  | 2022-09-27 | 2022-09-17
108 | VRC-188 | VERNIER CALIPER | MITUTOYO | 0 - 12" | 19503226 | BS 887:2008 & MCL/WI/D-01 (ISSUE NO.3) | ± 0.001" | 2021-11-20 | 12 Months | 2022-11-20 | Mirai | DM21/2529 | Production | TRUE |  | 2022-09-27 | 2022-11-06
109 | VRC-190 | VERNIER CALIPER | MITUTOYO | 0 - 12" | 18608437 | BS 887:2008 & MCL/WI/D-01 (ISSUE NO.3) | ± 0.001" | 2021-11-20 | 12 Months | 2022-11-20 | Mirai | DM21/2533 | Production | TRUE |  | 2022-09-27 | 2022-11-06
110 | VRC-191 | VERNIER CALIPER | MITUTOYO | 0 - 12" | 19502929 | BS 887:2008 & MCL/WI/D-01 (ISSUE NO.3) | ± 0.001" | 2021-11-20 | 12 Months | 2022-11-20 | Mirai | DM21/2534 | Production | TRUE |  | 2022-09-27 | 2022-11-06
111 | VRC-192 | VERNIER CALIPER | MITUTOYO | 0 - 12" | 19507947 | BS 887:2008 & MCL/WI/D-01 (ISSUE NO.3) | ± 0.001" | 2021-11-20 | 12 Months | 2022-11-20 | Mirai | DM21/2531 | Production | TRUE |  | 2022-09-27 | 2022-11-06
112 | VRC-193 | VERNIER CALIPER | MITUTOYO | 0 - 12" | 19509590 | BS 887:2008 & MCL/WI/D-01 (ISSUE NO.3) | ± 0.001" | 2021-11-20 | 12 Months | 2022-11-20 | Mirai | DM21/2530 | Production | TRUE |  | 2022-09-27 | 2022-11-06
113 | VRC-194 | VERNIER CALIPER | MITUTOYO | 0 - 12" | 19510730 | BS 887:2008 & MCL/WI/D-01 (ISSUE NO.3) | ± 0.001" | 2021-11-20 | 12 Months | 2022-11-20 | Mirai | DM21/2532 | Production | TRUE |  | 2022-09-27 | 2022-11-06
114 | VRC-195 | VERNIER CALIPER | MITUTOYO | 0 - 300 MM | 20528681 | BSD 03 (ISSUE NO.4) & JIS B 7507:1993 | ± 0.01 | 2021-11-26 | 12 Months | 2022-11-26 | Bestlabs | BLD2107614-1S | Production | TRUE |  | 2022-09-27 | 2022-11-12
115 | VRC-196 | VERNIER CALIPER | MITUTOYO | 0 - 300 MM | 20528595 | BSD 03 (ISSUE NO.4) & JIS B 7507:1993 | ± 0.01 | 2021-11-26 | 12 Months | 2022-11-26 | Bestlabs | BLD2107614-2S | Production | TRUE |  | 2022-09-27 | 2022-11-12
116 | VRC-197 | VERNIER CALIPER | MITUTOYO | 0 - 300 MM | 20528573 | BSD 03 (ISSUE NO.4) & JIS B 7507:1993 | ± 0.01 | 2021-11-26 | 12 Months | 2022-11-26 | Bestlabs | BLD2107614-3S | Production | TRUE |  | 2022-09-27 | 2022-11-12
117 | VRC-198 | VERNIER CALIPER | MITUTOYO | 0 - 300 MM | 20528608 | BSD 03 (ISSUE NO.4) & JIS B 7507:1993 | ± 0.01 | 2021-11-26 | 12 Months | 2022-11-26 | Bestlabs | BLD2107614-4S | Production | TRUE |  | 2022-09-27 | 2022-11-12
118 | VRC-199 | VERNIER CALIPER | MITUTOYO | 0 - 300 MM | 20528562 | BSD 03 (ISSUE NO.4) & JIS B 7507:1993 | ± 0.01 | 2021-11-26 | 12 Months | 2022-11-26 | Bestlabs | BLD2107614-5S | Production | TRUE |  | 2022-09-27 | 2022-11-12
119 | VRC-200 | VERNIER CALIPER | MITUTOYO | 0 - 300 MM | 20528682 | BSD 03 (ISSUE NO.4) & JIS B 7507:1993 | ± 0.01 | 2021-11-26 | 12 Months | 2022-11-26 | Bestlabs | BLD2107614-6S | Production | TRUE |  | 2022-09-27 | 2022-11-12
120 | VRC-201 | DIGIMATIC CALIPER | MITUTOYO | 0 - 300 mm | 0035641 | MCL/WI/D-01 / BS 887:2008 | ± 0.01 | 2022-06-28 | 12 Months | 2023-06-28 | Mirai | DM22/1385 | QC (HAFIZ) | TRUE
121 | VRC-202 | DIAL VERNIER CALIPER | MITUTOYO | 0 - 12" | 20519748 | MCL/WI/D-01 / BS 887:2008 | ± 0.02 | 2022-06-28 | 12 Months | 2023-06-28 | Mirai | DM22/1384 | QC (KUMAR) | TRUE
122 | VRC-203 | DIAL VERNIER CALIPER | MITUTOYO | 0 - 300 mm | 15558021 | MCL/WI/D-01 / BS 887:2008 | ± 0.03mm / ± 0.001" | 2022-07-05 | 12 Months | 2023-07-05 | Mirai | DM22/1471 | Production | TRUE
123 | VRC-204 | DIAL VERNIER CALIPER | MITUTOYO | 0 - 300 mm | 15562345 | MCL/WI/D-01 / BS 887:2008 | ± 0.03mm / ± 0.001" | 2022-07-05 | 12 Months | 2023-07-05 | Mirai | DM22/1472 | Production | TRUE
124 | VRC-205 | DIAL VERNIER CALIPER | MITUTOYO | 0 - 300 mm | 15562849 | MCL/WI/D-01 / BS 887:2008 | ± 0.03mm / ± 0.001" | 2022-07-05 | 12 Months | 2023-07-05 | Mirai | DM22/1473 | Production | TRUE
125 | VRC-206 | DIAL VERNIER CALIPER | MITUTOYO | 0 - 300 mm | 15559852 | MCL/WI/D-01 / BS 887:2008 | ± 0.03mm / ± 0.001" | 2022-07-05 | 12 Months | 2023-07-05 | Mirai | DM22/1474 | Production | TRUE
126 | VRC-207 | DIAL VERNIER CALIPER | MITUTOYO | 0 - 300 mm | 15558814 | MCL/WI/D-01 / BS 887:2008 | ± 0.03mm / ± 0.001" | 2022-07-05 | 12 Months | 2023-07-05 | Mirai | DM22/1475 | Production | TRUE
127 | VRC-208 | DIAL VERNIER CALIPER | MITUTOYO | 0 - 300 mm | 15561561 | MCL/WI/D-01 / BS 887:2008 | ± 0.03mm / ± 0.001" | 2022-07-05 | 12 Months | 2023-07-05 | Mirai | DM22/1476 | Production | TRUE
128 | VRC-209 | DIAL VERNIER CALIPER | MITUTOYO | 0 - 300 mm | 15562486 | MCL/WI/D-01 / BS 887:2008 | ± 0.03mm / ± 0.001" | 2022-07-05 | 12 Months | 2023-07-05 | Mirai | DM22/1477 | Production | TRUE
129 | VRC-210 | DIAL VERNIER CALIPER | MITUTOYO | 0 - 300 mm | 15559084 | MCL/WI/D-01 / BS 887:2008 | ± 0.03mm / ± 0.001" | 2022-07-05 | 12 Months | 2023-07-05 | Mirai | DM22/1478 | Production | TRUE
130 | VRC-211 | DIAL VERNIER CALIPER | MITUTOYO | 0 - 300 mm | 15561063 | MCL/WI/D-01 / BS 887:2008 | ± 0.03mm / ± 0.001" | 2022-07-05 | 12 Months | 2023-07-05 | Mirai | DM22/1479 | Production | TRUE
131 | VRC-212 | DIAL VERNIER CALIPER | MITUTOYO | 0 - 300 mm | 15561067 | MCL/WI/D-01 / BS 887:2008 | ± 0.03mm / ± 0.001" | 2022-07-05 | 12 Months | 2023-07-05 | Mirai | DM22/1480 | Production | TRUE
132 | VRC-213 | DIAL VERNIER CALIPER | MITUTOYO | 0 - 12" | 20509291 | QCD/TRSG/PROCEDURE 008 / TRSG/QM/001/20 | ± 0.03mm / ± 0.001" | 2022-07-18 | 12 Months | 2023-07-18 | Trescal | SALDM/1150/1/22 | QC (Ramesh) | TRUE
133 | VRC-214 | DIAL VERNIER CALIPER | MITUTOYO | 1 - 12" | 21549953 | QCD/TRSG/PROCEDURE 008 / TRSG/QM/001/20 | ± 0.03mm / ± 0.001" | 2022-07-18 | 12 Months | 2023-07-18 | Trescal | SALDM/1150/2/22 | QC (BILA) | TRUE
134 | VRC-215 | DIAL VERNIER CALIPER | MITUTOYO | 2 - 12" | 21552305 | QCD/TRSG/PROCEDURE 008 / TRSG/QM/001/20 | ± 0.03mm / ± 0.001" | 2022-07-18 | 12 Months | 2023-07-18 | Trescal | SALDM/1150/3/22 | QC Office Cabinet | TRUE
135 | DG-206 | DIAL GAUGE | MITUTOYO | 0 - 10 mm | PDP991 | MCL/WI/M-10 & ISO 6789-2:2017 | 0.02 mm / 0.05 mm | 2022-04-22 | 12 Months | 2023-04-22 | Mirai | DM22/0803 | Production | TRUE
136 | DG-229 | DIAL GAUGE | MITUTOYO | 0 - 10 mm | PYJ544 | JIS B7503:2017 & MCL/WI/D-13 (ISSUE NO.2) | 0.02 mm / 0.05 mm | 2021-11-16 | 12 Months | 2022-11-16 | Mirai | DM21/2469 | Production | TRUE |  | 2022-09-27 | 2022-11-02
137 | DG-231 | DIAL GAUGE | MITUTOYO | 0 - 10 mm | TSY700 | JIS B7503:2017 & MCL/WI/D-13 (ISSUE NO.2) | 0.02 mm / 0.05 mm | 2021-11-16 | 12 Months | 2022-11-16 | Mirai | DM21/2468 | Production | TRUE |  | 2022-09-27 | 2022-11-02
138 | DG-233 | DIAL GAUGE | MITUTOYO | 0 - 10 mm | TSY696 | JIS B7503:2017 & MCL/WI/D-13 (ISSUE NO.2) | 0.02 mm / 0.05 mm | 2021-11-16 | 12 Months | 2022-11-16 | Mirai | DM21/2471 | Production | TRUE |  | 2022-09-27 | 2022-11-02
139 | DG-255 | DIAL GAUGE | MITUTOYO | 0 - 10 mm | VHB044 | MCL/WI/D-13 & JIS B 7503:2017 | 0.02 mm / 0.05 mm | 2022-04-22 | 12 Months | 2023-04-22 | Mirai | DM22/0802 | Production | TRUE |  | 2022-09-27 | 2023-04-08
140 | DG-257 | DIAL GAUGE | MITUTOYO | 0 - 10 mm | VHB059 | JIS B7503:2017 & MCL/WI/D-13 (ISSUE NO.2) | 0.02 mm / 0.05 mm | 2021-11-16 | 12 Months | 2022-11-16 | Mirai | DM21/2466 | Production | TRUE |  | 2022-09-27 | 2022-11-02
141 | DG-259 | DIAL GAUGE | MITUTOYO | 0 - 10 mm | VHB056 | JIS B7503:2017 & MCL/WI/D-13 (ISSUE NO.2) | 0.02 mm / 0.05 mm | 2021-11-16 | 12 Months | 2022-11-16 | Mirai | DM21/2464 | Production | TRUE |  | 2022-09-27 | 2022-11-02
142 | DG-261 | DIAL GAUGE | MITUTOYO | 0 - 10 mm | VHB058 | MCL/WI/D-13 & JIS B 7503:2017 | 0.02 mm / 0.05 mm | 2022-02-10 | 12 Months | 2023-02-10 | Mirai | DM22/0199 | Production | TRUE |  | 2022-09-27 | 2023-01-27
143 | DG-265 | DIAL GAUGE | MITUTOYO | 0 - 10 mm | WLL038 | JIS B7503:2017 & MCL/WI/D-13 (ISSUE NO.2) | 0.02 mm / 0.05 mm | 2021-11-16 | 12 Months | 2022-11-16 | Mirai | DM21/2470 | Production | TRUE |  | 2022-09-27 | 2022-11-02
144 | DG-266 | DIAL GAUGE | MITUTOYO | 0 - 10 mm | WLL039 | JIS B7503:2017 & MCL/WI/D-13 (ISSUE NO.2) | ± 0.02 mm / 0.05 mm | 2021-11-16 | 12 Months | 2022-11-16 | Mirai | DM21/2472 | Production | TRUE |  | 2022-09-27 | 2022-11-02
145 | DG-272 | DIAL GAUGE | MITUTOYO | 0 - 10 mm | YXN265 | MCL/WI/D-13 & JIS B 7503:2017 | 0.02 mm / 0.05 mm | 2022-02-10 | 12 Months | 2023-02-10 | Mirai | DM22/0197 | Production | TRUE |  | 2022-09-27 | 2023-01-27
146 | DG-274 | DIAL GAUGE | MITUTOYO | 0 - 10 mm | YXN253 | JIS B7503:2017 & MCL/WI/D-13 (ISSUE NO.2) | 0.02 mm / 0.05 mm | 2021-11-16 | 12 Months | 2022-11-16 | Mirai | DM21/2467 | Production | TRUE |  | 2022-09-27 | 2022-11-02
147 | DG-277 | DIAL GAUGE | MITUTOYO | 0 - 10 mm | YXN260 | MCL/WI/D-13 & JIS B 7503:2017 | 0.02 mm / 0.05 mm | 2022-02-10 | 12 Months | 2023-02-10 | Mirai | DM22/0198 | Production | TRUE |  | 2022-09-27 | 2023-01-27
148 | DG-284 | DIAL GAUGE | MITUTOYO | 0 - 10 mm | AJGZ12 | JIS B7503:2017 & MCL/WI/D-13 (ISSUE NO.2) | ± 0.02 mm / 0.05 mm | 2021-11-16 | 12 Months | 2022-11-16 | Mirai | DM21/2473 | Production | TRUE |  | 2022-09-27 | 2022-11-02
149 | DG-285 | DIAL GAUGE | MITUTOYO | 0 - 10 mm | AJGZ10 | JIS B7503:2017 & MCL/WI/D-13 (ISSUE NO.2) | 0.02 mm / 0.05 mm | 2021-11-16 | 12 Months | 2022-11-16 | Mirai | DM21/2478 | Production | TRUE |  | 2022-09-27 | 2022-11-02
150 | DG-286 | DIAL GAUGE | MITUTOYO | 0 - 10 mm | AJGZ16 | JIS B7503:2017 & MCL/WI/D-13 (ISSUE NO.2) | 0.02 mm / 0.05 mm | 2021-11-16 | 12 Months | 2022-11-16 | Mirai | DM21/2479 | Production | TRUE |  | 2022-09-27 | 2022-11-02
151 | DG-288 | DIAL GAUGE | MITUTOYO | 0 - 10 mm | AJGX16 | JIS B7503:2017 & MCL/WI/D-13 (ISSUE NO.2) | 0.02 mm / 0.05 mm | 2021-11-16 | 12 Months | 2022-11-16 | Mirai | DM21/2477 | Production | TRUE |  | 2022-09-27 | 2022-11-02
152 | DG-289 | DIAL GAUGE | MITUTOYO | 0 - 10 mm | AJGX15 | JIS B7503:2017 & MCL/WI/D-13 (ISSUE NO.2) | 0.02 mm / 0.05 mm | 2021-11-16 | 12 Months | 2022-11-16 | Mirai | DM21/2476 | Production | TRUE |  | 2022-09-27 | 2022-11-02
153 | DG-290 | DIAL GAUGE | MITUTOYO | 0 - 30 mm | SHH831 | MCL/WI/M-10 & ISO 6789-2:2017 | 0.02 mm / 0.05 mm | 2022-04-22 | 12 Months | 2023-04-22 | Mirai | DM22/0804 | Production | TRUE |  | 2022-09-27 | 2023-04-08
154 | DG-291 | DIAL GAUGE | MITUTOYO | 0 - 10 mm | AZKH53 | MCL/WI/D-13 & JIS B 7503:2017 | 0.02 mm / 0.05 mm | 2022-04-23 | 12 Months | 2023-04-22 | Mirai | DM22/0800 | Production | TRUE
155 | DG-293 | DIAL GAUGE | MITUTOYO | 0 - 10 mm | AZKH59 | MCL/WI/D-13 & JIS B 7503:2017 | 0.02 mm / 0.05 mm | 2022-03-04 | 12 Months | 2023-03-04 | Mirai | DM22/0448 | Production | TRUE |  | 2022-09-27 | 2023-02-18
156 | DG-295 | DIAL GAUGE | MITUTOYO | 0 - 10 mm | AZKH62 | MCL/WI/D-13 & JIS B 7503:2017 | 0.02 mm / 0.05 mm | 2022-04-23 | 12 Months | 2023-04-22 | Mirai | DM22/0801 | Production | TRUE
157 | DG-296 | DIAL GAUGE | MITUTOYO | 0 - 10 mm | MFA132 | JIS B7503:2017 & MCL/WI/D-13 (ISSUE NO.2) | 0.02 mm / 0.05 mm | 2021-11-26 | 12 Months | 2022-11-26 | Mirai | DM21/2475 | Production | TRUE |  | 2022-09-27 | 2022-11-12
158 | DG-297 | DIAL GAUGE | MITUTOYO | 0 - 10 mm | BRZU91 | MCL/WI/D-13 / JIS 7533:2015 | 0.02 mm / 0.05 mm | 2022-07-05 | 12 Months | 2023-07-05 | Mirai | DM22/1461 | Production | TRUE
159 | DG-298 | DIAL GAUGE | MITUTOYO | 0 - 10 mm | BRZT10 | MCL/WI/D-13 / JIS 7533:2015 | 0.02 mm / 0.05 mm | 2022-07-05 | 12 Months | 2023-07-05 | Mirai | DM22/1462 | Production | TRUE
160 | DG-299 | DIAL GAUGE | MITUTOYO | 0 - 10 mm | BRZY12 | MCL/WI/D-13 / JIS 7533:2015 | 0.02 mm / 0.05 mm | 2022-07-05 | 12 Months | 2023-07-05 | Mirai | DM22/1463 | Production | TRUE
161 | DG-300 | DIAL GAUGE | MITUTOYO | 0 - 10 mm | BRZY11 | MCL/WI/D-13 / JIS 7533:2015 | 0.02 mm / 0.05 mm | 2022-07-05 | 12 Months | 2023-07-05 | Mirai | DM22/1464 | Production | TRUE
162 | DG-301 | DIAL GAUGE | MITUTOYO | 0 - 10 mm | BRZY11 | MCL/WI/D-13 / JIS 7533:2015 | 0.02 mm / 0.05 mm | 2022-07-05 | 12 Months | 2023-07-05 | Mirai | DM22/1465 | Production | TRUE
163 | DG-302 | DIAL GAUGE | MITUTOYO | 0 - 10 mm | BRZT13 | MCL/WI/D-13 / JIS 7533:2015 | 0.02 mm / 0.05 mm | 2022-07-05 | 12 Months | 2023-07-05 | Mirai | DM22/1466 | Production | TRUE
164 | DG-303 | DIAL GAUGE | MITUTOYO | 0 - 10 mm | BRZU90 | MCL/WI/D-13 / JIS 7533:2015 | 0.02 mm / 0.05 mm | 2022-07-05 | 12 Months | 2023-07-05 | Mirai | DM22/1467 | Production | TRUE
165 | DG-304 | DIAL GAUGE | MITUTOYO | 0 - 10 mm | BRZT14 | MCL/WI/D-13 / JIS 7533:2015 | 0.02 mm / 0.05 mm | 2022-07-05 | 12 Months | 2023-07-05 | Mirai | DM22/1468 | Production | TRUE
166 | DG-305 | DIAL GAUGE | MITUTOYO | 0 - 10 mm | BRZY57 | MCL/WI/D-13 / JIS 7533:2015 | 0.02 mm / 0.05 mm | 2022-07-05 | 12 Months | 2023-07-05 | Mirai | DM22/1469 | Production | TRUE
167 | DG-306 | DIAL GAUGE | MITUTOYO | 0 - 10 mm | BRZU93 | MCL/WI/D-13 / JIS 7533:2015 | 0.02 mm / 0.05 mm | 2022-07-05 | 12 Months | 2023-07-05 | Mirai | DM22/1470 | Production | TRUE
168 | DTI-22 | DIAL TEST INDICATOR | MITUTOYO | 0 - 0.5 mm | SEK176 | B7503-2017 & MCL/WI/D-13 (ISSUE NO.2) | ± 0.02 mm / 0.05 mm | 2021-11-16 | 12 Months | 2022-11-16 | Mirai | DM21/2485 | Production | TRUE |  | 2022-09-27 | 2022-11-02
169 | DTI-25 | DIAL TEST INDICATOR (BACK PLUNGER) | MITUTOYO | 0 - 5 mm | LJB691 | B7503-2017 & MCL/WI/D-13 (ISSUE NO.2) | 0.02 mm / 0.05 mm | 2021-11-16 | 12 Months | 2022-11-16 | Mirai | DM21/2474 | Production | TRUE |  | 2022-09-27 | 2022-11-02
170 | DTI-30 | DIAL TEST INDICATOR | MITUTOYO | 0 - 0.5 mm | QNW649 | B7503-2017 & MCL/WI/D-13 (ISSUE NO.2) | 0.02 mm / 0.05 mm | 2021-11-16 | 12 Months | 2022-11-16 | Mirai | DM21/2480 | Production | TRUE |  | 2022-09-27 | 2022-11-02
171 | DTI-32 | DIAL TEST INDICATOR | MITUTOYO | 0 - 0.5 mm | SEK188 | B7503-2017 & MCL/WI/D-13 (ISSUE NO.2) | 0.02 mm / 0.05 mm | 2021-11-16 | 12 Months | 2022-11-16 | Mirai | DM21/2484 | Production | TRUE |  | 2022-09-27 | 2022-11-02
172 | DTI-34 | DIAL TEST INDICATOR | MITUTOYO | 0 - 0.5 mm | SEK156 | MCL/WI/D-05 & JIS B 7533 | 0.02 mm / 0.05 mm | 2022-02-10 | 12 Months | 2023-02-10 | Mirai | DM22/0203 | Production | TRUE |  | 2022-09-27 | 2023-01-27
173 | DTI-35 | DIAL TEST INDICATOR | MITUTOYO | 0 - 0.5 mm | KXP265 | MCL/WI/D-13 & JIS B 7503:2017 | 0.02 mm / 0.05 mm | 2022-03-04 | 12 Months | 2023-03-04 | Mirai | DM22/0449 | Production | TRUE |  | 2022-09-27 | 2023-02-18
174 | DTI-39 | DIAL TEST INDICATOR | MITUTOYO | 0 - 0.5 mm | SDA043 | B7503-2017 & MCL/WI/D-13 (ISSUE NO.2) | 0.02 mm / 0.05 mm | 2021-11-16 | 12 Months | 2022-11-16 | Mirai | DM21/2483 | Production | TRUE |  | 2022-09-27 | 2022-11-02
175 | DTI-42 | DIAL TEST INDICATOR | MITUTOYO | 0 - 0.5 mm | YPN812 | B7503-2017 & MCL/WI/D-13 (ISSUE NO.2) | 0.02 mm / 0.05 mm | 2021-11-16 | 12 Months | 2022-11-16 | Mirai | DM21/2482 | Production | TRUE |  | 2022-09-27 | 2022-11-02
176 | DTI-43 | DIAL TEST INDICATOR | MITUTOYO | 0 - 0.5 mm | YGV945 | MCL/WI/D-05 & JIS B 7533 | 0.02 mm / 0.05 mm | 2022-02-10 | 12 Months | 2023-02-10 | Mirai | DM22/0202 | Production | TRUE |  | 2022-09-27 | 2023-01-27
177 | DTI-44 | DIAL TEST INDICATOR | MITUTOYO | 0 - 0.5 mm | YGV935 | B7503-2017 & MCL/WI/D-13 (ISSUE NO.2) | 0.02 mm / 0.05 mm | 2021-11-15 | 12 Months | 2022-11-16 | Mirai | DM21/2481 | Production | TRUE |  | 2022-09-27 | 2022-11-02
178 | DTI-45 | DIAL TEST INDICATOR | MITUTOYO | 0 - 0.5 mm | YUS298 | MCL/WI/D-05 & JIS B 7533 | 0.02 mm / 0.05 mm | 2022-02-10 | 12 Months | 2023-02-10 | Mirai | DM22/0200 | Production | TRUE |  | 2022-09-27 | 2023-01-27
179 | DTI-47 | DIAL TEST INDICATOR | MITUTOYO | 0 - 0.5 mm | HSW589 | MCL/WI/D-13 & JIS B 7503:2017 | 0.02 mm / 0.05 mm | 2022-02-10 | 12 Months | 2023-02-10 | Mirai | DM22/0201 | Production | TRUE |  | 2022-09-27 | 2023-01-27
181 | CMIC-1 | CAMLOCK MICROMETER | GAGEMAKER | 1" - 2" | CL-1002 | MCL/WI/D-02 & BS 870:2008 | 0.0007" | 2022-06-28 | 12 Months | 2023-06-28 | Mirai | DM22/1394 | Gauge Room | TRUE |  | 2022-09-27 | 2023-06-14
182 | CMIC-2 | CAMLOCK MICROMETER | GAGEMAKER | 3" - 4" | CL-1004 | SHE-WI-D017 / BS EN ISO 3611:2010 | ± 0.0007" | 2022-05-22 | 12 Months | 2023-05-22 | Mirai | DLS-22050035-10 | Gauge Room | TRUE |  | 2022-09-27 | 2023-05-08
183 | CMIC-3 | CAMLOCK MICROMETER | GAGEMAKER | 2" - 3" | CL-1003 | MCL/WI-D-02 / BS 870:2008 | 0.0007" | 2022-03-04 | 12 Months | 2023-03-04 | Mirai | DM22/0443 | Gauge Room | TRUE |  | 2022-09-27 | 2023-02-18
184 | CMIC-4 | CAMLOCK MICROMETER | GAGEMAKER | 0 - 1" | CL-1001 | MCL/WI/D-02 / BS 870: 2008 | 0.0007" | 2021-09-21 | 12 Months | 2022-09-21 | Mirai | DM21/1944 | Gauge Room | FALSE |  | 2022-09-27 | 2022-09-07
185 | CL-1002 | CAMLOCK MICROMETER | GAGEMAKER | 1" - 2" | E122705 / K132893 | MCL/WI/D-02 / BS 870:2008 | 0.0007" | 2021-12-24 | 12 Months | 2022-12-24 | Mirai | DM21/2978 | Gauge Room | TRUE |  | 2022-09-27 | 2022-12-10
186 | HRD-01 | PORTABALE BRINELL HARDNESS TESTER | KING TESTER | Load 3,000 kg | VP-48 | MTD/CAL-25:2019 / ASTM E10-18 | Indirect - 3%, Direct - 1% | 2021-12-03 | 12 Months | 2022-12-03 | Setsco | CM-189782 / 10 / 1 | QC (Blue Storage Cabinet) | TRUE | Able Cal - Direct method only | 2022-09-27 | 2022-11-19
187 | HRD-02 | PORTABALE BRINELL HARDNESS TESTER (CHAIN) | KING TESTER | Load 3,000 kg | VU-76 | MTD/CAL-25:2019 / ASTM E-10-18 | Indirect - 3%, Direct - 1% | 2022-02-08 | 12 Months | 2023-02-08 | Setsco | CM-196623/10/1 & CM-196623/20/1 | QC (Blue Storage Cabinet) | TRUE | Able Cal - Direct method only | 2022-09-27 | 2023-01-25
188 | HRD-03 | PORTABALE BRINELL HARDNESS TESTER | KING TESTER | Load 3,000 kg | UT-21 | MTD/CAL-25:2019, ASTM E10-18 | Indirect - 3%, Direct - 1% | 2021-08-18 | 12 Months | 2022-08-18 | Setsco | CM-175384/10/1 & CM-175384/20/1 | QC (Blue Storage Cabinet) | FALSE | Able Cal - Direct method only | 2022-09-27 | 2022-08-04
189 | HRD-04 | ROCKWELL HARDNESS TESTER | EMCOTEST | Scale: HRC; Load: 150 kgf; Indenter: Class B Diamond; Indenter S/No.: 155863 Scale: HRB; Load: 100 kgf; Indenter: 1/16" Carbide Ball; Indenter S/No.: 1724 | Model No.: N5A 100; S/No.: 618 | MTD/CAL-25:2019 / ASTM E18-19 | ± 1 & 2.5 HRB / ± 0.5 & 1 HRC (As per latest ASTM E-18 Standard) | 2021-12-03 | 12 Months | 2022-12-03 | Setsco | CM-185159 / 10 / 1 | QC (Blue Storage Cabinet) | TRUE | Trescal - capable onsite (385sgd Non-Singlas), Shikra - HRC only (250sgd), Setsco - capable onsite (720sgd Singlas Cert) | 2022-09-27 | 2022-11-19
190 | KMS-01 | BRINELL READING MICROSCOPE | KING TESTER | 0 - 6 mm | 10173 | SHE-WI-D035 / ASTM E10 | 0.1 mm | 2021-12-07 | 12 Months | 2022-12-06 | Shikra Engineering | DLN-21120001-01 | QC (Blue Storage Cabinet) | TRUE | Shikra - 80sgd, Able Cal - 150sgd | 2022-09-27 | 2022-11-22
191 | KEMS-01 | KING ELECTRONIC MICROSCOPE | KING TESTER | 0 - 6.5 mm | KS-40338 | ASTM E10-18 (Class A) | 0.01 mm | 2021-09-15 | 12 Months | 2022-09-15 | Setsco | CM-175510/40/01 | QC (Blue Storage Cabinet) | FALSE | Shikra - 80sgd | 2022-09-27 | 2022-09-01
192 | KMS-03 | KING BRINELL SCOPE 20X MODEL: 100 | KING TESTER | 0 - 6 mm | 18063 | ASTM E10-18 (Class A), MTD / CAL-25:2019 | ± 0.01 mm | 2021-09-15 | 12 Months | 2022-09-15 | Setsco | CM-175510/30/01 | QC (Blue Storage Cabinet) | FALSE | Shikra - 80sgd | 2022-09-27 | 2022-09-01
193 | MPIM-01 | MPI COIL MACHINE | MAGNAFLUX | -- | 209155 | ASTM E1444 | 10 % / 50A | 2022-08-12 | 6 Months | 2023-02-12 | Micro Tech | 202208C066 | MPI Booth | TRUE |  | 2022-09-27 | 2023-01-29
194 | AP-02 | RADIOMETER | SPECTRONICS CORPORATION | 0 - 100 mW/cm² / 0 - 5300 Lux | 1914951 / 1914952 | CTTM - M32 & M33 : 2007 | ± 5% Max. F.S. value | 2022-05-18 | 6 Months | 2022-11-18 | Caltek | CTJ 22-3503 | QC (Open Cabinet) | TRUE | Able Cal - Lux only, Mirai - Not capable | 2022-09-27 | 2022-11-04
195 | GM-04 | GAUSS METER | MAGNAFLUX | 20 Gauss | 19-583 | SHE-WI-E001 / ISO/IEC GUIDE 98-3:2008 | ± 5% FULL SCALE DEFLECTION | 2022-08-05 | 6 Months | 2023-02-05 | Shikra Engineering | ELN-22080002-01 | QC Office Cabinet (1) | TRUE |  | 2022-09-27 | 2023-01-22
196 | GM-05 | GAUSS METER | MAGNAFLUX | 20 Gauss | 19-596 | SHE-WI-E001 / ISO/IEC GUIDE 98-3:2008 | ± 5% FULL SCALE DEFLECTION (±2 TOTAL VALUE OF 40) | 2022-05-23 | 6 Months | 2022-11-23 | Shikra Engineering | ELN-22050006-01 | QC Office Cabinet (1) | TRUE | New Gauge | 2022-09-27 | 2022-11-09
197 | MPIY-10 | MPI YOKE | MAGNAFLUX | AC YOKE 10 lbs (230 Vac) | 1223 | ASTM E709-14, ASTM E1444-12 | 10 lbs Block | 2022-03-28 | 6 Months | 2022-09-28 | Mirai | EL22/0159 | QC (Blue Storage Cabinet) | FALSE |  | 2022-09-27 | 2022-09-14
198 | MPIY-11 | Y-2 MPI YOKE | MAGNAFLUX | 10 lbs | E1264 | MCL/WI/M-13 / ASTM E1444-12 | 10 lbs Block | 2022-04-28 | 6 Months | 2022-10-28 | Mirai | EL22/0105 | QC (Blue Storage Cabinet) | TRUE | New Gauge | 2022-09-27 | 2022-10-14
199 | OVTHK-01 | DUALSCOPE FMP20 WITH THREE PROBE TYPE (SINGLE: FGB2; DOUBLE: FKB10 & FKB25) | FISCHER | 0 - 5 mm / 0 - 8 mm / 0 - 15 mm | Scope S/No.: SN090004483; FGB2 S/No.: 0308S00001; FKB10 S/No.: 0712GG0028; FKB25 S/No.: 0818G00011 | Fischer STD | Refer to Fischer Probe Accuracy | 2022-03-15 | 12 Months | 2023-03-14 | Fischer | CL4768-22, CL4767-22, CL4769-22 | QC (Open Cabinet) | TRUE |  | 2022-09-27 | 2023-02-28
200 | UT-02 | ULTRASONIC THICKNESS GAUGE | JFE ADVANTECH | 1 - 199.99 mm | 352365/M-085Q020 | SHE-WI-D043 | 0.05 mm / 0.2% | 2022-09-13 | 12 Months | 2023-09-13 | Shikra Engineering | DLS-22080064-02 | QC Office Cabinet (9) | TRUE |  | 2022-09-27 | 2023-08-30
201 | UT-03 | 45MG DIGITAL ULTRASONIC THICKNESS GAUGE | OLYMPUS | 0.080mm to 635mm (Depends on Material, Transducer, Surface Conditions, Temperature & Selected Configuration) | Gage S/No. 201640410 / D7906-SM Probe S/No. 1271896 | EN15317:2013 Sec 9.10 | Refer Manufacturer Cert | 2022-01-20 | 12 Months | 2023-01-20 | Olympus | 453724125625 | QC Office Cabinet (9) | TRUE |  | 2022-09-27 | 2023-01-06
202 | TP-02 | TEST PIECE (MAGNETIC WEIGHT LIFT TEST BAR) | PARKER RESEARCH CORP | Bar Weight: 10 lbs, 2oz | 14333 | SHE-WI-M008 | bar weight ± 1 oz | 2021-12-08 | 12 Months | 2022-12-07 | Shikra Engineering | MLN-21110003-01 | QC (Blue Storage Cabinet) | TRUE |  | 2022-09-27 | 2022-11-23
203 | BVP-02 | BEVEL PROTRACTOR | MITUTOYO | 300 mm | 083293 | SHE-WI-D032 / BS 1685:2008 | 5 mins (0.0833°) | 2022-05-22 | 12 Months | 2023-05-22 | Shikra Engineering | DLS-22050035-01 | QC (Blue Storage Cabinet) | TRUE |  | 2022-09-27 | 2023-05-08
204 | LTR-08 | LOADER TESTER | MARTIN DECKER | 750 tonnes | 151 / GA105-0506 | ISO 7500-1:2018 | 3% | 2021-08-04 | 48 Months or 65 Load Tests | 2025-08-03 | DNV | TC 1218558 CTR2-1 | Load Test Bay | TRUE |  | 2022-09-27 | 2025-07-20
205 | SPG-02/03 | THREAD RING GAUGE | THREADMASTER | 3-3/4"-8UN-2A | 20674 / 20675 | MCL/WI/D-03 / ASME B1.2-1983 | ± 0.001" | 2022-06-28 | 12 Months | 2023-06-28 | Mirai | DM22/1388 | Gauge Room | TRUE |  | 2022-09-27 | 2023-06-14
206 | SPG-06 | TAPER PLUG GAUGE | THREADMASTER | 1"-11-1/2- NPT-L1 | 28046 | MCL/WI/D-03 / ASME B1.20.2M-2006 | ± 0.001" | 2022-06-28 | 12 Months | 2023-06-28 | Mirai | DM22/1391 | Gauge Room | TRUE |  | 2022-09-27 | 2023-06-14
207 | SPG-10/43 | ROTARY WORK PLUG / RING GAUGE | PMC LONE STAR | 4-1/2" I.F | Plug S/No.: P-38853 / Ring S/No.: R-47910 | API Specification 7-2 & API Q1 | Work Plug to Master Ring [0.6250 ± 0.0040]; Work Ring to Master Plug [0.6250 ± 0.0040]; Work Plug to Work Ring [0.6250 ± 0.0010]; Standoff Master Plug to Master Ring [0.6254 +0.0005 / -0.0023] | 2022-08-04 | 12 Months | 2023-08-04 | Trescal | SNLDM/0187/1/22 | Gauge Room | TRUE | Able Cal and Mirai - no capability, Trescal - Yes | 2022-09-27 | 2023-07-21
208 | SPG-18 | THREAD RING GAUGE (GO) | THREADMASTER | 3-1/4"-8UN-2A | 37282 | MCL/WI/D-03 & ASME B1.2-1983 | ± 0.001" | 2022-04-24 | 12 Months | 2023-04-24 | Mirai | DM22/0831 | Gauge Room | TRUE |  | 2022-09-27 | 2023-04-10
209 | SPG-19 | THREAD PLUG GAUGE (GO) | THREADMASTER | 3-1/4"-8UN-2B | 37279 | MCL/WI/D-03 / ASME B1.2-1983 | ± 0.001" | 2022-04-22 | 12 Months | 2023-04-22 | Mirai | DM22/0798 | Gauge Room | TRUE |  | 2022-09-27 | 2023-04-08
210 | SPG-21/20 | THREAD RING GAUGE | THREADMASTER | 2"-8UN-2A | 38789 / 38790 | MCL/WI/D-03 / ASME B1.2-1983 | ± 0.001" | 2022-06-28 | 12 Months | 2023-06-28 | Mirai | DM22/1387 | Gauge Room | TRUE |  | 2022-09-27 | 2023-06-14
211 | SPG-22 | THREAD RING GAUGE | THREADMASTER | 2-1/8"-8UN-2A | 38791 / 38792 | MCL/WI/D-03 / ASME B1.20.2:1983 | ± 0.001" | 2021-12-24 | 12 Months | 2022-12-24 | Mirai | DM21/2965 | Gauge Room | TRUE |  | 2022-09-27 | 2022-12-10
212 | SPG-34 | THREAD RING GAUGE | THREADMASTER | 3"-8UN-2A | 75242 / 75243 | ANSI/ASME B1.2-1983 / MCL/WI/D-03 (ISSUE NO.2) | ± 0.001" | 2021-11-30 | 12 months | 2022-11-30 | Mirai | DM21/2616 | Gauge Room | TRUE |  | 2022-09-27 | 2022-11-16
213 | SPG-40 | THREAD RING GAUGE | THREADMASTER | 2-3/4"-8UN-2A | 89837 / 89838 | ANSI/ASME B1.2-1983 / MCL/WI/D-03 (ISSUE NO.2) | ± 0.001" | 2021-11-30 | 12 months | 2022-11-30 | Mirai | DM21/2615 | Gauge Room | TRUE |  | 2022-09-27 | 2022-11-16
214 | SPG-48 | TAPER PLUG GAUGE | PMC MERCURY | 2"-11.5NPT- L1 | P-200-1 | MCL/WI-D-03 / ASME B1.20.2M-2006 | ± 0.001" | 2021-12-24 | 12 Months | 2022-12-24 | Mirai | DM21/2977 | Gauge Room | TRUE |  | 2022-09-27 | 2022-12-10
215 | SPG-49 | THREAD PLUG GAUGE | THREADMASTER | 1-1/8"-7UNC-2B | 2587 | SHE-WI-D005 / ANSI/ASME B1.2-1983 | ± 0.001" | 2022-05-22 | 12 Months | 2023-05-22 | Shikra Engineering | DLS-22050035-06 | Gauge Room | TRUE |  | 2022-09-27 | 2023-05-08
216 | SPG-53 | THREAD PLUG GAUGE | THREADMASTER | 2-1/2"-8UN-2B | 2586 | MCL/WI/D-03 / ASME B1.2-1983 | ± 0.001" | 2022-04-06 | 12 Months | 2023-04-06 | Mirai | DM22/0679 | Gauge Room | TRUE |  | 2022-09-27 | 2023-03-23
217 | SPG-67 | THREAD PLUG GAUGE | PROGAGE | 7/8"-9UNC-2B | 10011188 | MCL/WI/D-03 / ASME B1.2-1983 | ± 0.001" | 2022-04-22 | 12 Months | 2023-04-22 | Mirai | DM22/0795 | Gauge Room | TRUE |  | 2022-09-27 | 2023-04-08
218 | SPG-69 | TAPER PLUG GAUGE | PMC MERCURY | 3/8"-18NPT-L1 | P-3 | MCL/WI/D-02 & ASME B1.20.2M-2006 | ± 0.001" | 2022-04-24 | 12 Months | 2023-04-24 | Mirai | DM22/0832 | Gauge Room | TRUE |  | 2022-09-27 | 2023-04-10
219 | SPG-76 | THREAD PLUG GAUGE | TTG LTD | 1/4"-20UNC-2B | 163/2 | MCL/WI/D-03 / ASME B1.2-1983 | ± 0.001" | 2022-04-22 | 12 Months | 2023-04-22 | Mirai | DM22/0794 | Gauge Room | TRUE |  | 2022-09-27 | 2023-04-08
220 | SPG-77 | VALVE REMOVAL PLUG | PMC LONE STAR | 1-1/2" | P-55711 | API Q1& API 5B, MCL/WI/D-TPG 13 | 1.83043 ± 0.0007” 0.0870 ± 0.0005” 60° ± 10’ | 2021-09-27 | 12 Months | 2022-09-27 | Mirai | DM21/2046 | Gauge Room | FALSE |  | 2022-09-27 | 2022-09-13
221 | SPG-78 | THREAD PLUG GAUGE | THREADMASTER | 10 x 24UNC-2B | 2006/19 | MCL/WI/D-03 / ASME B1.2-1983 | ± 0.001" | 2022-04-22 | 12 Months | 2023-04-22 | Mirai | DM22/0793 | Gauge Room | TRUE |  | 2022-09-27 | 2023-04-08
222 | SPG-88 | THREAD PLUG GAUGE | TRUTHREAD | 2-1/8"-8UN-2B | 29140 | MCL/WI/D-03 / ASME B1.2-1983 | ± 0.001" | 2022-07-20 | 12 Months | 2023-07-20 | Mirai | DM22/1619 | Gauge Room | TRUE |  | 2022-09-27 | 2023-07-06
223 | SPG-91 | THREAD PLUG GAUGE | TRUTHREAD | 2-7/8"-8UN-2B | AA50832 / AA50833 | ANSI/ASME B1.2-1983 / MCL/WI/D-03 (ISSUE NO.2) | ± 0.001" | 2021-11-30 | 12 months | 2022-11-30 | Mirai | DM21/2618 | Gauge Room | TRUE |  | 2022-09-27 | 2022-11-16
224 | SPG-92 | THREAD PLUG GAUGE | TRUTHREAD | 1-3/4"-5UNC-2B | AA85381 / AA84768 | MCL/WI/D-03 / ASME B1.2-1983 | ± 0.001" | 2021-12-24 | 12 Months | 2022-12-24 | Mirai | DM21/2970 | Gauge Room | TRUE |  | 2022-09-27 | 2022-12-10
225 | SPG-93 | THREAD PLUG GAUGE | TRUTHREAD | 1/4"-20 UNC - 2B | -- | SHE-WI-D005 / ANSI/ASME B1.2-1983 | ± 0.001" | 2022-09-13 | 12 Months | 2023-09-13 | Shikra Engineering | DLS-22080064-06 | Gauge Room | TRUE |  | 2022-09-27 | 2023-08-30
226 | SPG-100 | THREAD PLUG GAUGE | GAGE ASSEMBLY | 3/4"-16UNF-2B | -- | MCL/WI/D-03 / ASME B1.2-1983 | ± 0.001" | 2021-10-25 | 12 Months | 2022-10-25 | Mirai | DM21/2271 | Gauge Room | TRUE |  | 2022-09-27 | 2022-10-11
227 | SPG-101 | TAPER PLUG GAUGE | GAGE ASSEMBLY | 3/4"-14NPT-L1 | -- | MCL/WI/D-03 / ASME B1.20.2M-2006 | ± 0.001" | 2021-12-24 | 12 Months | 2022-12-24 | Mirai | DM21/2975 | Gauge Room | TRUE |  | 2022-09-27 | 2022-12-10
228 | SPG-102 | THREAD PLUG GAUGE | GAGE ASSEMBLY | 3/8"-16UNC-2B | -- | MCL/WI/D-03 / ASME B1.2-1983 | ± 0.001" | 2021-10-25 | 12 Months | 2022-10-25 | Mirai | DM21/2273 | Gauge Room | TRUE |  | 2022-09-27 | 2022-10-11
229 | SPG-106 | THREAD PLUG GAUGE | TRUTHREAD | 1-1/8"-12UNF-2B | AB08484 / AA97485 | MCL/WI/D-03 / ASME B1.2-1983 | ± 0.001" | 2022-07-20 | 12 Months | 2023-07-20 | Mirai | DM22/1618 | Gauge Room | TRUE |  | 2022-09-27 | 2023-07-06
230 | SPG-110 | THREAD PLUG GAUGE | TRUTHREAD | 1-7/8"- 8UN-2B | AB08908 / AB08909 | MCL/WI/D-03 / ASME B1.2-1983 | ± 0.001" | 2022-04-22 | 12 Months | 2023-04-22 | Mirai | DM22/0797 | Gauge Room | TRUE |  | 2022-09-27 | 2023-04-08
231 | SPG-112 | THREAD PLUG GAUGE (GO & NO GO) | TRUTHREAD | 3-1/4"-8UN-2B | AB08904 / AB08905 | MCL/WI/D-03 / ASME B1.2-1983 | ± 0.001" | 2022-04-22 | 12 Months | 2023-04-22 | Mirai | DM22/0790 | Gauge Room | TRUE |  | 2022-09-27 | 2023-04-08
232 | SPG-113 | THREAD PLUG GAUGE (GO & NO GO) | TRUTHREAD | 3-1/2"-8UN-2B | AB08902 / AB08903 | MCL/WI/D-03 / ASME B1.2-1983 | ± 0.001" | 2022-04-22 | 12 Months | 2023-04-22 | Mirai | DM22/0788 | Gauge Room | TRUE |  | 2022-09-27 | 2023-04-08
233 | SPG-115 | THREAD PLUG GAUGE (GO & NO GO) | TRUTHREAD | 4"-8UN-2B | AB09106 / AB09107 | MCL/WI/D-03 / ASME B1.2-1983 | ± 0.001" | 2022-04-22 | 12 Months | 2023-04-22 | Mirai | DM22/0792 | Gauge Room | TRUE |  | 2022-09-27 | 2023-04-08
234 | SPG-118 | THREAD PLUG GAUGE (GO & NO GO) | TRUTHREAD | 5"-8UN-2B | AB08896 / AB08897 | MCL/WI/D-03 / ASME B1.2-1983 | ± 0.001" | 2022-04-22 | 12 Months | 2023-04-22 | Mirai | DM22/0789 | Gauge Room | TRUE |  | 2022-09-27 | 2023-04-08
235 | SPG-119 | THREAD PLUG GAUGE (GO & NO GO) | TRUTHREAD | 5-1/4"-8UN-2B | AB08894 / AB08895 | MCL/WI/D-03 / ASME B1.2-1983 | ± 0.001" | 2022-04-22 | 12 Months | 2023-04-22 | Mirai | DM22/0791 | Gauge Room | TRUE |  | 2022-09-27 | 2023-04-08
236 | SPG-123 | TAPER PLUG GAUGE | GAGE ASSEMBLY | 1-1/2"-11.5NPT | -- | ASME B1.2:1983 / MCL/WI/D-03 (ISSUE NO.2) | ± 0.001" | 2021-11-30 | 12 months | 2022-11-30 | Mirai | DM21/2617 | Gauge Room | TRUE |  | 2022-09-27 | 2022-11-16
237 | SPG-126 | THREAD PLUG GAUGE | TRUTHREAD | 1"-12UN-2B | AB15993 / AB15996 | SHE-WI-D005 / ANSI/ASME B1.2-1983 | ± 0.001" | 2022-09-13 | 12 Months | 2023-09-13 | Shikra Engineering | DLS-22080064-10 | Gauge Room | TRUE |  | 2022-09-27 | 2023-08-30
238 | SPG-128 | THREAD PLUG GAUGE | TRUTHREAD | 2-1/2"-4UN-2B | AB23265 / AB23266 | SHE-WI-D005 / ANSI/ASME B1.2-1983 | ± 0.001" | 2022-09-13 | 12 Months | 2023-09-13 | Shikra Engineering | DLS-22080064-13 | Gauge Room | TRUE |  | 2022-09-27 | 2023-08-30
239 | SPG-130 | TAPER PLUG GAUGE | TRUTHREAD | 1/8"-27NPT-L1 | AB15642 | SHE-WI-D047 / ANSI/ASME B.1.20.1 | ± 0.001" | 2022-09-13 | 12 Months | 2023-09-13 | Mirai | DLS-22080064-07 | Gauge Room | TRUE |  | 2022-09-27 | 2023-08-30
240 | SPG-133 | THREAD PLUG GAUGE | THREADMASTER | 9/16"-18UNF-2B | 61970 | ASME B1.2:1983 / MCL/WI/D-03 (ISSUE NO.2) | ± 0.001" | 2021-11-30 | 12 months | 2022-11-30 | Mirai | DM21/2619 | Gauge Room | TRUE |  | 2022-09-27 | 2022-11-16
241 | SPG-141 | THREAD PLUG GAUGE | THREADMASTER | 5/16”-18UNC-2B | 73248 | MCL/WI/D-03 / ASME B1.2-1983 | ± 0.001" | 2022-06-28 | 12 Months | 2023-06-28 | Mirai | DM22/1390 | Gauge Room | TRUE |  | 2022-09-27 | 2023-06-14
242 | SPG-144 | THREAD PLUG GAUGE | THREADMASTER | 7/8"-14UNF-2B | 85564 | ANSI/ASME B1.2-1983 / MCL/WI/D-03 (ISSUE NO.2) | ± 0.001" | 2021-11-30 | 12 months | 2022-11-30 | Mirai | DM21/2625 | Gauge Room | TRUE |  | 2022-09-27 | 2022-11-16
243 | SPG-145 | THREAD PLUG GAUGE | THREADMASTER | 5/8"-11UNC-2B | 85565 | ANSI/ASME B1.2-1983 / MCL/WI/D-03 (ISSUE NO.2) | ± 0.001" | 2021-11-30 | 12 months | 2022-11-30 | Mirai | DM21/2626 | Gauge Room | TRUE |  | 2022-09-27 | 2022-11-16
244 | SPG-147 | THREAD RING GAUGE | THREADMASTER | 3-1/2"-12UN-2A | 85562 / 85563 | MCL/WI/D-03 / ASME B1.2-1983 | ± 0.001" | 2021-12-24 | 12 Months | 2022-12-24 | Mirai | DM21/2966 | Gauge Room | TRUE |  | 2022-09-27 | 2022-12-10
245 | SPG-148 | LINE PIPE WORK PLUG GAUGE | PMC LONE STAR | 1/2"-14 LINE PIPE | P-74967 | API Q1& API 5B, MCL/WI/D-TPG 13 | 0.78286 ± 0.0006” 0.0714 ± 0.0003” 30° ± 10’ | 2021-09-27 | 12 Months | 2022-09-27 | Mirai | DM21/2044 | Gauge Room | FALSE |  | 2022-09-27 | 2022-09-13
246 | SPG-150 | TAPER PLUG GAUGE | PMC | 1-1/4"-11.5NPT-L1 | 162384 | ANSI/ASME B1.2-20.2M-2006 / MCL/WI/D-03 (ISSUE NO.2) | ± 0.001" | 2021-11-30 | 12 months | 2022-11-30 | Mirai | DM21/2629 | Gauge Room | TRUE |  | 2022-09-27 | 2022-11-16
247 | SPG-151 | THREAD PLUG GAUGE | VERMONT GAGE | M16 X 2-6G | 1744910 | MCL/WI/D-03 / ASME B1.16M-1984 | ± 0.001" | 2021-12-24 | 12 Months | 2022-12-24 | Mirai | DM21/2973 | Gauge Room | TRUE |  | 2022-09-27 | 2022-12-10
248 | SPG-152 | THREAD PLUG GAUGE | VERMONT GAGE | M20 X 2.5-6G | 1744912 | MCL/WI/D-03 / ASME B1.16M-1984 | ± 0.001" | 2022-03-04 | 12 Months | 2023-03-04 | Mirai | DM22/0447 | Gauge Room | TRUE |  | 2022-09-27 | 2023-02-18
249 | SPG-153 | TAPER PLUG GAUGE | PMC LONE STAR | 1/8"-27NPT | 105217-1A | MCL/WI/D-02 / ASME B1.20.2M-2006 | ± 0.001" | 2022-01-04 | 12 Months | 2023-01-04 | Mirai | DM22/011 | Gauge Room | TRUE |  | 2022-09-27 | 2022-12-21
250 | SPG-154 | THREAD PLUG GAUGE | THREADMASTER | 5/8"-18UNF-2B | 103291 | ANSI/ASME B1.2-1983 / MCL/WI/D-03 (ISSUE NO.2) | ± 0.001" | 2021-11-30 | 12 months | 2022-11-30 | Mirai | DM21/2627 | Gauge Room | TRUE |  | 2022-09-27 | 2022-11-16
251 | SPG-156 | THREAD PLUG GAUGE | THREADMASTER | 2" X 6 STUB ACME-2G | 107508 | MCL/WI/D-03 / ASME B1.2-1983 | ± 0.001" | 2022-04-06 | 12 Months | 2023-04-06 | Mirai | DM22/0677 | Gauge Room | TRUE |  | 2022-09-27 | 2023-03-23
252 | SPG-158 | THREAD PLUG GAUGE | VERMONT GAGE | M12 X 1.75-6H | 1853845 | ASME B1.16M-1984 / MCL/WI/D-03 (ISSUE NO.2) | ± 0.001" | 2022-03-28 | 12 Months | 2023-03-28 | Mirai | DM22/0638 | Gauge Room | TRUE |  | 2022-09-27 | 2023-03-14
253 | SPG-159 | THREAD PLUG GAUGE | VERMONT GAGE | M30 X 2-6H | 1853847 | ASME B1.16M-1984 / MCL/WI/D-03 (ISSUE NO.2) | ± 0.001" | 2022-03-28 | 12 Months | 2023-03-28 | Mirai | DM22/0637 | Gauge Room | TRUE |  | 2022-09-27 | 2023-03-14
254 | SPG-160 | THREAD PLUG GAUGE | THREADMASTER | 2-3/4"-8UN-2B | 50574 | MCL/WI/D-03 / ASME B1.2-1983 | ± 0.001" | 2021-10-25 | 12 Months | 2022-10-25 | Mirai | DM21/2270 | Gauge Room | TRUE |  | 2022-09-27 | 2022-10-11
255 | SPG-162 | THREAD PLUG GAUGE | THREADMASTER | 1"-8UN-2B | 122266 | ANSI/ASME B1.2-1983 / MCL/WI/D-03 (ISSUE NO.2) | ± 0.001" | 2021-11-30 | 12 months | 2022-11-30 | Mirai | DM21/2624 | Gauge Room | TRUE |  | 2022-09-27 | 2022-11-16
256 | SPG-163 | THREAD PLUG GAUGE | THREADMASTER | 1"-8UN-2B | 122265 | MCL/WI/D-03 / ASME B1.2:1983 | ± 0.001" | 2022-03-04 | 12 Months | 2023-03-04 | Mirai | DM22/0446 | Gauge Room | TRUE |  | 2022-09-27 | 2023-02-18
257 | SPG-164 | THREAD PLUG GAUGE | THREADMASTER | 1-1/8"-8UN-2B | 122267 | ANSI/ASME B1.2-1983 / MCL/WI/D-03 (ISSUE NO.2) | ± 0.001" | 2021-11-30 | 12 months | 2022-11-30 | Mirai | DM21/2623 | Gauge Room | TRUE |  | 2022-09-27 | 2022-11-16
258 | SPG-165 | THREAD PLUG GAUGE | THREADMASTER | 1-3/8"-8UN-2B | 122268 | ANSI/ASME B1.2-1983 / MCL/WI/D-03 (ISSUE NO.2) | ± 0.001" | 2021-11-30 | 12 months | 2022-11-30 | Mirai | DM21/2621 | Gauge Room | TRUE |  | 2022-09-27 | 2022-11-16
259 | SPG-166 | THREAD PLUG GAUGE | THREADMASTER | 1-1/4"-8UN-2B | 122269 | ANSI/ASME B1.2-1983 / MCL/WI/D-03 (ISSUE NO.2) | ± 0.001" | 2021-11-30 | 12 months | 2022-11-30 | Mirai | DM21/2622 | Gauge Room | TRUE |  | 2022-09-27 | 2022-11-16
260 | SPG-167 | THREAD PLUG GAUGE | THREADMASTER | 1/2"-13UNC-2B | 122273 | ASME B1.2:1983 / MCL/WI/D-03 (ISSUE NO.2) | ± 0.001" | 2021-11-30 | 12 months | 2022-11-30 | Mirai | DM21/2628 | Gauge Room | TRUE |  | 2022-09-27 | 2022-11-16
261 | SPG-168 | THREAD PLUG GAUGE | THREADMASTER | 1-1/2"-6UNC-2B | 122275 | ANSI/ASME B1.2-1983 / MCL/WI/D-03 (ISSUE NO.2) | ± 0.001" | 2021-11-30 | 12 months | 2022-11-30 | Mirai | DM21/2620 | Gauge Room | TRUE |  | 2022-09-27 | 2022-11-16
262 | SPG-169 | THREAD PLUG GAUGE | THREADMASTER | 2"-8UN-2B | 123071 | MCL/WI/D-03 / ASME B1.2:1983 | ± 0.001" | 2022-01-15 | 12 Months | 2023-01-15 | Mirai | DM22/0070 | Gauge Room | TRUE |  | 2022-09-27 | 2023-01-01
263 | SPG-170 | THREAD PLUG GAUGE (GO & NO GO) | THREADMASTER | 5-1/2"-8UN-2B | 122280 | MCL/WI/D-03 / ASME B1.2-1983 | ± 0.001" | 2022-06-28 | 12 Months | 2023-06-28 | Mirai | DM22/1389 | Gauge Room | TRUE |  | 2022-09-27 | 2023-06-14
264 | SPG-172 | THREAD PLUG GAUGE | THREADMASTER | 3-3/4"-8UN-2B | 122277 | MCL/WI/D-03 / ASME B1.2-1983 | ± 0.001" | 2021-12-24 | 12 Months | 2022-12-24 | Mirai | DM21/2967 | Gauge Room | TRUE |  | 2022-09-27 | 2022-12-10
265 | SPG-173 | THREAD PLUG GAUGE | THREADMASTER | 3"-8UN-2B | 122276 | MCL/WI/D-03 / ASME B1.2:1983 | ± 0.001" | 2022-01-14 | 12 Months | 2023-01-14 | Mirai | DM22/0071 | Gauge Room | TRUE |  | 2022-09-27 | 2022-12-31
266 | SPG-175 | THREAD PLUG GAUGE | THREADMASTER | 1-5/8"-8UN-2B | 122270 | MCL/WI/D-03 / ASME B1.2-1983 | ± 0.001" | 2021-12-24 | 12 Months | 2022-12-24 | Mirai | DM21/2971 | Gauge Room | TRUE |  | 2022-09-27 | 2022-12-10
267 | SPG-176 | THREAD PLUG GAUGE | THREADMASTER | 1-3/4"-8UN-2B | 122271 | MCL/WI/D-03 / ASME B1.2-1983 | ± 0.001" | 2021-12-24 | 12 Months | 2022-12-24 | Mirai | DM21/2969 | Gauge Room | TRUE |  | 2022-09-27 | 2022-12-10
268 | SPG-177 | THREAD PLUG GAUGE | THREADMASTER | 4-1/4"-8UN-2B | 122278 | MCL/WI/D-03 / ASME B1.2-1983 | ± 0.001" | 2021-12-24 | 12 Months | 2022-12-24 | Mirai | DM21/2968 | Gauge Room | TRUE |  | 2022-09-27 | 2022-12-10
269 | SPG-178 | THREAD PLUG GAUGE | THREADMASTER | 1-1/4"-7UNC-2B | 122274 | MCL/WI/D-03 / ASME B1.2-1983 | ± 0.001" | 2021-12-24 | 12 Months | 2022-12-24 | Mirai | DM21/2972 | Gauge Room | TRUE |  | 2022-09-27 | 2022-12-10
270 | SPG-179 | THREAD PLUG GAUGE | THREADMASTER | 3/4"-10UNC-2B | 103456 | MCL/WI/D-03 / ASME B1.2-1983 | ± 0.001" | 2021-10-25 | 12 Months | 2022-10-25 | Mirai | DM21/2272 | Gauge Room | TRUE |  | 2022-09-27 | 2022-10-11
271 | SPG-180 | MODIFIED THREAD PLUG GAUGE (GO & NO GO) | PMC MERCURY | 6"-4MOD-S.A-3G | 135376-1A | ASME/ANSI B1.8 - 1988 & MCL/WI-D-03 | ± 0.001" | 2022-07-05 | 12 Months | 2023-07-05 | Mirai | DM22/1482 | Gauge Room | TRUE |  | 2022-09-27 | 2023-06-21
272 | SPG-182 | THREAD PLUG GAUGE | THREADMASTER | 2-1/4"-8UN-2B | -- | MCL/WI/D-03 / ASME B1.2:1983 | ± 0.001" | 2022-01-15 | 12 Months | 2023-01-15 | Mirai | DM22/0072 | Gauge Room | TRUE |  | 2022-09-27 | 2023-01-01
273 | SPG-183 | THREAD PLUG GAUGE | THREADMASTER | 2-1/4"-8UN-2B | 50056 | MCL/WI/D-03 / ASME B1.2-1983 | ± 0.001" | 2022-04-06 | 12 Months | 2023-04-06 | Mirai | DM22/0678 | Gauge Room | TRUE |  | 2022-09-27 | 2023-03-23
274 | SPG-184 | TAPER PLUG GAUGE | THREADMASTER | 1/4"-18NPT-L1 | 83692 / 132097 | MCL/WI/D-02 & ASME B1.20.2M-2006 | ± 0.001" | 2022-04-24 | 12 Months | 2023-04-24 | Mirai | DM22/0833 | Gauge Room | TRUE |  | 2022-09-27 | 2023-04-10
275 | SPG-185 | THREAD PLUG GAUGE | TELFORD | M8 X 1.25-6H | TTGL | MCL/WI/D-03 / ASME B1.6M-1984 | ± 0.001" | 2022-04-23 | 12 Months | 2023-04-23 | Mirai | DM22/0829 | Gauge Room | TRUE |  | 2022-09-27 | 2023-04-09
276 | SPG-186 | LINE PIPE WORK PLUG GAUGE | HEMCO | 3/4"-14 API | 236007/1 | API Q1& API 5B | 0.98887 ± 0.0006” 0.0714 ± 0.0003” 30° ± 10’ | 2021-09-27 | 12 Months | 2022-09-27 | Mirai | DM21/2045 | Gauge Room | FALSE |  | 2022-09-27 | 2022-09-13
277 | SPG-187 | THREAD PLUG GAUGE | THREADMASTER | 2"-8UN-2B | 131840 | MCL/WI/D-03 / ASME B1.2-1983 | ± 0.001" | 2022-04-22 | 12 Months | 2023-04-22 | Mirai | DM22/0796 | Gauge Room | TRUE |  | 2022-09-27 | 2023-04-08
278 | SPG-188 | THREAD PLUG GAUGE (GO & NO GO) | THREADMASTER | 4-1/2"-8UN-2B | 134453 / AB08891 | SHE-WI-D005 / ANSI/ASME B1.2-1983 | ± 0.001" | 2022-05-22 | 12 Months | 2023-05-22 | Shikra Engineering | DLS-22050035-07 | Gauge Room | TRUE |  | 2022-09-27 | 2023-05-08
279 | SPG-189 | THREAD PLUG GAUGE (GO & NO GO) | THREADMASTER | 8"-4MOD-S.A.-3G | 154249 / 137748 | ASME/ANSI B1.8 - 1988 & MCL/WI-D-03 | ± 0.001" | 2022-07-05 | 12 Months | 2023-07-05 | Mirai | DM22/1481 | Gauge Room | TRUE |  | 2022-09-27 | 2023-06-21
280 | SPG-190 | THREAD PLUG GAUGE | PMC MERCURY | 3"-4MOD-S.A-2G | -- | ASME/ANSI B1.8 - 1988 & MCL/WI-D-03 | ± 0.001" | 2022-07-05 | 12 Months | 2023-07-05 | Mirai | DM22/1483 | Gauge Room | TRUE |  | 2022-09-27 | 2023-06-21
281 | SPG-192 | THREAD PLUG GAUGE | THREADMASTER | 1-1/2"-8UN-2B | 145347 | ASME B1.2:1983 / MCL/WI/D-03 (ISSUE NO.2) | ± 0.001" | 2022-03-28 | 12 Months | 2023-03-28 | Mirai | DM22/0636 | Gauge Room | TRUE |  | 2022-09-27 | 2023-03-14
282 | SPG-193 | TAPER PLUG GAUGE | THREADMASTER | 1/2"-14NPT-L1 | 140340 | SHE-WI-D047 / ANSI/ASME B.1.20.1 | ± 0.001" | 2022-09-13 | 12 Months | 2023-09-13 | Shikra Engineering | DLS-22080064-09 | Gauge Room | TRUE |  | 2022-09-27 | 2023-08-30
283 | SPG-194 | THREAD PLUG GAUGE | THREADMASTER | M10 X 1.5 ISO-6H | 174550 | ASME B1.16M-1984 / MCL/WI/D-03 | ± 0.001" | 2021-12-24 | 12 Months | 2022-12-24 | Mirai | DM21/2974 | Gauge Room | TRUE |  | 2022-09-27 | 2022-12-10
284 | SPG-195 | TAPER PLUG GAUGE | THREADMASTER | 1/2"-14NPT-L1 | 1297 | ANSI/ASME B1.20.2M-2006 & MCL/WI/D-03 | ± 0.001" | 2022-07-05 | 12 Months | 2023-07-05 | Mirai | DM22/1484 | Gauge Room | TRUE |  | 2022-09-27 | 2023-06-21
285 | SPG-196 | THREAD PLUG GAUGE | THREADMASTER | 1-1/8"-12UNF-2B | 187543 | ASME B1.2-1983 | ± 0.001" | 2021-09-21 | 12 Months | 2022-09-21 | Mirai | DM21/1943 | Gauge Room | FALSE |  | 2022-09-27 | 2022-09-07
286 | SPG-197 | THREAD PLUG GAUGE | EUREKA | 7/16"-20UNF-2B | -- | SHE-WI-D005 / ANSI/ASME B1.2-1983 | ± 0.001" | 2022-09-13 | 12 Months | 2023-09-13 | Shikra Engineering | DLS-22080064-08 | Gauge Room | TRUE |  | 2022-09-27 | 2023-08-30
287 | SPG-198 | THREAD PLUG GAUGE | EUREKA | M24 X 3 - 6H | -- | SHE-WI-D005 / ANSI/ASME B1.2-1983 | ± 0.001" | 2022-09-13 | 12 Months | 2023-09-13 | Shikra Engineering | DLS-22080064-11 | Gauge Room | TRUE |  | 2022-09-27 | 2023-08-30
288 | SPG-199 | THREAD PLUG GAUGE | EUREKA | 1-3/16"-12UN-2B | -- | SHE-WI-D005 / ANSI/ASME B1.2-1983 | ± 0.001" | 2022-09-13 | 12 Months | 2023-09-13 | Shikra Engineering | DLS-22080064-12 | Gauge Room | TRUE |  | 2022-09-27 | 2023-08-30
289 | SPG-200 | THREAD PLUG GAUGE | PMC MERCURY | 3/4"-14NPSM-2B | -- | MCL/WI/D-03 & ASME B1.2-1983 | ± 0.001" | 2022-07-23 | 12 Months | 2023-07-23 | Mirai | DM22/1658 | Gauge Room | TRUE |  | 2022-09-27 | 2023-07-09
290 | SPG-201 | THREAD PLUG GAUGE | PMC MERCURY | 13/16"-16UN-2B | -- | MCL/WI/D-03 & ASME B1.2-1983 | ± 0.001" | 2022-07-23 | 12 Months | 2023-07-23 | Mirai | DM22/1659 | Gauge Room | TRUE |  | 2022-09-27 | 2023-07-09
291 | SPG-202 | THREAD PLUG GAUGE | THREADMASTER | M6 X 1.0 ISO-6H | 218034 | ASME B1.16M-1984 & MCL/WI/D-03 (ISSUE NO.2) | ± 0.001" | 2021-11-17 | 12 Months | 2022-11-17 | Mirai | DM21/2486 | Gauge Room | TRUE | New Gauge | 2022-09-27 | 2022-11-03
292 | SPG-203 | TAPER PLUG GAUGE | TTG LTD | 1/16"-27NPT-L1 | 20352/1 | ANSI/ASME B1.2M-2006 & MCL/WI/D-03 (ISSUE NO.2) | ± 0.001" | 2021-11-17 | 12 Months | 2022-11-17 | Mirai | DM21/2487 | Gauge Room | TRUE | New Gauge | 2022-09-27 | 2022-11-03
293 | SPG-204 | THREAD PLUG GAUGE | THREADMASTER | 1-3/8"-12UNF-2B | 220871 | ANSI/ASME B1.2-1983 / MCL/WI/D-03 (ISSUE NO.2) | ± 0.001" | 2022-01-28 | 12 Months | 2023-01-28 | Mirai | DM22/0135 | Gauge Room | TRUE | New Gauge | 2022-09-27 | 2023-01-14
294 | SPG-205 | THREAD RING GAUGE (GO & NO GO) | APCO TOOL | 2-1/4"-8UN-2A | NR4307 / NR4308 | MCL/WI/D-03 / ASME B1.16M-1984 | ± 0.001" | 2022-06-14 | 12 Months | 2023-06-14 | Mirai | DM22/1260 | Gauge Room | TRUE | New Gauge | 2022-09-27 | 2023-05-31
295 | SPG-207 | THREAD PLUG GAUGE (GO & NO GO) | TAYLOR | M24 X 2 - 6H | 171103 | MCL/WI/D-03 / ASME B1.6M-1984 | ± 0.001" | 2022-04-22 | 12 Months | 2023-04-22 | Mirai | DM22/0799 | Gauge Room | TRUE | New Gauge | 2022-09-27 | 2023-04-08
296 | SPG-208 | THREAD PLUG GAUGE | EMUGE | M 16 X 1.5-6H | 1001024801/1-20 | MCL/WI/D-03 / ASME B1.16M-1984 | ± 0.001" | 2022-06-14 | 12 Months | 2023-06-14 | Mirai | DM22/1258 | Gauge Room | TRUE | New Gauge | 2022-09-27 | 2023-05-31
297 | SPG-209 | THREAD PLUG GAUGE | EMUGE | M5 X 0.8-6H | 1001028735/1-18 | MCL/WI/D-03 / ASME B1.16M-1984 | ± 0.001" | 2022-06-14 | 12 Months | 2023-06-14 | Mirai | DM22/1259 | Gauge Room | TRUE | New Gauge | 2022-09-27 | 2023-05-31
298 | SPG-210 | THREAD PLUG GAUGE (GO & NO GO) | TAYLOR | M36 X 4-6H | - | MCL/WI/D-03 / ASME B1.16M-1984 | ± 0.001" | 2022-08-27 | 12 Months | 2023-08-27 | Mirai | DM22/1920 | Gauge Room | TRUE | New Gauge | 2022-09-27 | 2023-08-13
299 | HP-01 | HAND PUMP WITH PRESSURE GAUGE, LOW HEIGHT CYLINDER & 2 PCS HYDRAULIC JACK UNIT | ENERPAC | 0 - 10,000 PSI / 30 TON | GF-230P / B2713K / HP-03-02 | MCL/WI/M-05 / BS EN 837-1:1998 & DKD-R-6-1 / API 6A, 16A | ± 1.0 % of F.S | 2022-04-25 | 12 Months | 2023-04-25 | Mirai | SAC/PL22/1981 PL22/0107 PL22/0106 | Chiew | TRUE |  | 2022-09-27 | 2023-04-11
300 | HP-04 | RADIOLINK PLUS LOAD CELL | STRAIGHT POINT | 25 Tonne | 14881 / 16947711 | QAD-SL-10 / ISO 7500-1:2018€ Part 1 | Refer Cert | 2022-06-29 | 12 Months | 2023-06-29 | DNV | TC1425056 CTR1-1 | Fitting | TRUE |  | 2022-09-27 | 2023-06-15
301 | DP-02 | DIGITAL PROTRACTOR | MITUTOYO | 360 DEG (90° x 4) | 07041475 | MCL/WI-D12 | 0.2 deg | 2021-09-26 | 12 Months | 2022-09-26 | Mirai | DM21/2040 | QC Office Cabinet (1) | FALSE |  | 2022-09-27 | 2022-09-12
302 | DP-04 | DIGITAL PROTRACTOR | MITUTOYO | 0 - 360 DEG (90 DEG x 4) | 13010878 | BS 1685:2008 / MCL/WI/D-22 | 0.2 deg | 2021-11-30 | 12 Months | 2022-11-30 | Mirai | DM21/2631 | Welding Shop | TRUE |  | 2022-09-27 | 2022-11-16
303 | F3 | FURNACE | CHINO / EH 100-12 | 420 C / 720 C | REFER CERT | API 6A/16A | 8°C | 2022-03-11 | 12 Months | 2023-03-11 | SGS | 10524167 / 1.1 | Workshop | TRUE |  | 2022-09-27 | 2023-02-25
304 | F4 | FURNACE | CHINO / EH 100-12 | 420 C / 720 C | REFER CERT | API6A/16A | 8°C | 2022-02-17 | 12 Months | 2023-02-17 | SGS | 10531208/1.1 | Workshop | TRUE |  | 2022-09-27 | 2023-02-03
305 | CMM-01 | FARO ARM (8 FT) | FARO | 8 FT | P08-02-07-40622 | ASME B89.4.22-2004 | ± 0.025 mm / 0.036 mm | 2022-01-05 | 12 Months | 2023-01-05 | FARO | P08020740622-20220105-607 am | QC (Tools Room) | TRUE |  | 2022-09-27 | 2022-12-22
306 | CMM-03 | QUANTUM M | FARO | REFER CERT | W35-M5-21-35792 | ISO 10360-12 | REFER CERT | 2022-01-21 | 12 Months | 2023-01-21 | FARO | W35M52135792-20220121 | QC (Tools Room) | TRUE | New Gauge | 2022-09-27 | 2023-01-07
| CMM-03 | FARO SCANARM | FARO | REFER CERT | W35-M5-21-35792 | ISO 10360-12 | ± 0.081 mm | 2022-01-21 | 12 Months | 2023-01-21 | FARO | W35M52135792-20220121 | QC (Tools Room) | TRUE | New Gauge | 2022-09-27 | 2023-01-07
| CMM-03 | FARO LASER LINE PROBE | FARO | REFER CERT | LLPC62130881 | ISO 10360-12 | ± 0.030 mm | 2022-01-21 | 12 Months | 2023-01-21 | FARO | W35M52135792-20220121 | QC (Tools Room) | TRUE | New Gauge | 2022-09-27 | 2023-01-07
307 | BG-011 | BALL GAUGE | CAMERON | 0.25" | KK72 | MCL/WI/D-24 / MFR | 0.0001" | 2022-04-06 | 12 Months | 2023-04-06 | Mirai | DM22/0676 | QC Office Cabinet | TRUE |  | 2022-09-27 | 2023-03-23
308 | BG-026 | BALL GAUGE | CAMERON | 0.25" | 78BB | MCL/WI/D-24 / MFR | 0.0001" | 2022-03-04 | 12 Months | 2023-03-04 | Mirai | DM22/0452 | Production Tool Room | TRUE |  | 2022-09-27 | 2023-02-18
309 | BG-027 | BALL GAUGE | CAMERON | 0.25" | 07NN | MCL/WI/D-24 / MFR | 0.0001" | 2022-03-04 | 12 Months | 2023-03-04 | Mirai | DM22/0451 | Production Tool Room | TRUE |  | 2022-09-27 | 2023-02-18
310 | BG-028 | BALL GAUGE [WITH DIAL GAUGE] | CAMERON, PART NO. 2029-AD-78 | 0.25" | BALL GAGE - A078; DIAL GAUGE - AJAW68 | MCL/WI/D-13 / JIS B 7503:2017 | 0.0002" | 2021-09-21 | 12 Months | 2022-09-21 | Mirai | DM21/1942 | Chiew | FALSE |  | 2022-09-27 | 2022-09-07
311 | BG-029 | BALL GAUGE | CAMERON | 3/16" | GG49 | MCL/WI/D-24 / MFR | 0.0001" | 2022-03-04 | 12 Months | 2023-03-04 | Mirai | DM22/0450 | Production Tool Room | TRUE |  | 2022-09-27 | 2023-02-18
312 | SGB-01 | GAUGE BLOCKS | MITUTOYO | 0.5 mm - 100 mm | 0507488 | MCL/WI/D-52 / JIS B 7506-2004 | Grade 2 | 2022-04-06 | 12 Months | 2023-04-06 | Mirai | DM22/0675 | Gauge Room | TRUE |  | 2022-09-27 | 2023-03-23
313 | SGB-02 | GAUGE BLOCKS | MITUTOYO | 0.105" - 1.000" | 303755 | MCL/WI/D-52 / JIS B 7506-2004 | Grade 1 | 2022-04-06 | 12 Months | 2023-04-06 | Mirai | DM22/0691 | Gauge Room | TRUE |  | 2022-09-27 | 2023-03-23
314 | GMIC-02 | GROOVE MICROMETER | MITUTOYO | 0 - 25 mm | 01563 | BS 6365:2008 / MCL/WI/D-44 | 0.02 mm | 2021-10-25 | 12 Months | 2022-10-25 | Mirai | DM21/2276 | Gauge Room | TRUE |  | 2022-09-27 | 2022-10-11
315 | GMIC-03 | GROOVE MICROMETER | MITUTOYO | 0 - 25 mm | 11429 | JIS B 7515:1982 / MCL/WI/D-15 | 0.02 mm | 2022-03-28 | 12 Months | 2023-03-28 | Mirai | DM22/0634 | Gauge Room | TRUE |  | 2022-09-27 | 2023-03-14
316 | OHT-01 | DUROMETER | TECLOCK | TYPE A | 79841 | SHE-WI-M006 / ASTM D2240-00 | 1 Div | 2022-09-13 | 12 Months | 2023-09-13 | Shikra Engineering | MLN-22080018-01 | QC Office Cabinet (1) | TRUE |  | 2022-09-27 | 2023-08-30
317 | IBG-01 | BORE GAUGE WITH DIAL INDICATOR | MITUTOYO | 160 - 250 mm | 319877 / DBD723 | MCL/WI-15 & ASME B89.1.10M:2001 | 0.02 mm / 0.05 mm | 2022-03-04 | 12 Months | 2023-03-04 | Mirai | DM22/0440 | Gauge Room | TRUE |  | 2022-09-27 | 2023-02-18
318 | IBG-03 | BORE GAUGE WITH DIAL INDICATOR | MITUTOYO | 50 - 150 mm / 0 - 10 mm | 2196572 / RRB398 | ASME B89.1.10M:2001, MCL/WI-15 | 0.02 mm / 0.05 mm | 2021-09-27 | 12 Months | 2022-09-27 | Mirai | DM21/2049 | QC (Blue Storage Cabinet) | FALSE |  | 2022-09-27 | 2022-09-13
319 | IBG-04 | BORE GAUGE WITH DIAL INDICATOR | MITUTOYO | 18 - 35 mm / 0 - 10 mm | 3206181 / RWH227 | ASME B89.1.10M:2001, MCL/WI-15 | 0.02 mm / 0.05 mm | 2021-09-27 | 12 Months | 2022-09-27 | Mirai | DM21/2048 | QC (Blue Storage Cabinet) | FALSE |  | 2022-09-27 | 2022-09-13
320 | IBG-05 | BORE GAUGE WITH DIAL INDICATOR | MITUTOYO | 35 - 60 mm / 0 - 10 mm | 3213883 / SAQ286 | ASME B89.1.10M:2001, MCL/WI-15 | 0.02 mm / 0.05 mm | 2021-09-27 | 12 Months | 2022-09-27 | Mirai | DM21/2047 | QC (Blue Storage Cabinet) | FALSE |  | 2022-09-27 | 2022-09-13
321 | IBG-06 | BORE GAUGE WITH DIAL INDICATOR | MITUTOYO | 35 - 60 mm / 0 - 10 mm | 8522708 / YXX247 | MCL/WI-15 & ASME B89.1.10M:2001 | 0.02 mm / 0.05 mm | 2022-02-10 | 12 Months | 2023-02-10 | Mirai | DM22/0206 | QC Office Cabinet (1) | TRUE |  | 2022-09-27 | 2023-01-27
322 | IBG-07 | BORE GAUGE WITH DIAL INDICATOR | MITUTOYO | 250 - 400 mm / 0 - 10 mm | 7489630 / YFS577 | ASME B89.1.10M:2001 / MCL/WI-15 | 0.02 mm / 0.05 mm | 2021-12-09 | 12 Months | 2022-12-09 | Mirai | DM21/2720 | Gauge Room / Test Bay | TRUE | New Gauge | 2022-09-27 | 2022-11-25
323 | IBG-08 | BORE GAUGE WITH DIAL INDICATOR | MITUTOYO | 160 - 250 mm / 0 - 10 mm | 9598734 / AUNC44 | #N/A | 0.02 mm / 0.05 mm | 2022-05-22 | 12 Months | 2023-05-22 | #N/A | #N/A | #N/A | TRUE | New Gauge | 2022-09-27 | 2023-05-08
324 | IT-6000 | INTERNAL TAPER GAUGE | GAGEMAKER | 0 - 1" | D112266 / NFB464 | BS 6265:2008 & MCL/WI/D-13 | ± 0.0007" | 2022-07-05 | 12 Months | 2023-07-05 | Mirai | DM22/1490 | Gauge Room | TRUE |  | 2022-09-27 | 2023-06-21
325 | ET-7005 | EXTERNAL TAPER GAUGE | GAGEMAKER | 0 - 1" | F11651 / NZW029 | SHE-WI-D004 / JIS 7503:2017 | 0.0007" | 2022-09-13 | 12 Months | 2023-09-13 | Shikra Engineering | DLS-22080064-15 | Gauge Room | TRUE |  | 2022-09-27 | 2023-08-30
326 | ITHG-01 | INTERNAL THREAD HEIGHT GAGE | GAGEMAKER | 0 - 0.5" | E131781 / RGA545 | MCL/WI/D-02 / BS 870:2008 | 0.0007" | 2021-12-24 | 12 Months | 2022-12-24 | Mirai | DM21/2980 | Gauge Room | TRUE |  | 2022-09-27 | 2022-12-10
327 | IPD-01 | INTERNAL PITCH DIAMETER GAUGE WITH EXTENSION RODS (MODEL: PD-6001) | GAGEMAKER | 0 - 0.5" | JZ12EI0016 / AQVA65 | MCL/WI/D-13 / BS 6265:2008 | 0.0007" / 0.0019" | 2022-07-05 | 12 Months | 2023-07-05 | Mirai | DM22/1489 | Gauge Room | TRUE | New Gauge | 2022-09-27 | 2023-06-21
328 | ETHG-01 | EXTERNAL THREAD HEIGHT GAGE, 0-100, T500C | GAGEMAKER / MODEL NO. TH-3001-V | 0 - 0.3" | K12823 / RAH447 | BS 6265:2008 & MCL/WI/D-13 | ± 0.0007" | 2022-07-05 | 12 Months | 2023-07-05 | Mirai | DM22/1488 | Gauge Room | TRUE |  | 2022-09-27 | 2023-06-21
329 | ETHG-02 | EXTERNAL THREAD HEIGHT GAGE, 0-50-0, T500C | GAGEMAKER / MODEL NO. TH-3002-V | 0 - 0.3" | SM20FD0046 / RZH468 | BS 6265:2008 & MCL/WI/D-13 | ± 0.0007" | 2022-07-05 | 12 Months | 2023-07-05 | Mirai | DM22/1487 | Gauge Room | TRUE |  | 2022-09-27 | 2023-06-21
330 | PDG - 03 | PITCH DEPTH GAUGE | GAGEMAKER | 0 - 0.5" | D131365 / RLK329 | MCL/WI/D-13 / BS 6265:2008 | 0.001" | 2022-04-22 | 12 Months | 2023-04-22 | Mirai | DM22/0805 | Gauge Room | TRUE |  | 2022-09-27 | 2023-04-08
331 | DH-01 | DIGIMATIC HOLTEST | MITUTOYO | 40 - 50 mm | 216505 / 301585 | MCL/WI/D-37 & JIS B 7515:1982 | ± 0.003 mm | 2021-09-27 | 12 Months | 2022-09-27 | Mirai | DM21/2041 | QC Office Cabinet (1) | FALSE |  | 2022-09-27 | 2022-09-13
332 | DH-02 | DIGIMATIC HOLTEST | MITUTOYO | 12 - 16 mm | 301480 / 310254 | MCL/WI/D-37 / JIS B 7515:1982 | ± 0.002 mm | 2021-12-24 | 12 Months | 2022-12-24 | Mirai | DM21/2981 | QC Office Cabinet (1) | TRUE |  | 2022-09-27 | 2022-12-10
333 | DH-03 | DIGIMATIC HOLTEST WITH SETTING RING | MITUTOYO | 0.5" - 0.65" 0.65" - 0.8" 0.8" - 1" 0.64994" / 0.79997" | 216533 / 255449 216555 / 256004 215083 / 254110 120415 / 120106 | SHE-WI-D024 / DIN863-4:1994-04 SHE-WI-D012 / BS 969:2008 | ± 0.0001" / ± 0.0001" / ± 0.00015" | 2022-05-22 | 12 Months | 2023-05-22 | Shikra Engineering | DLS-22050035-16 DLS-22050035-15 DLS-22050035-14 | QC Office Cabinet (1) | TRUE |  | 2022-09-27 | 2023-05-08
334 | PPJ-01 | PROFILE PROJECTOR | MITUTOYO | X :250 mm, Y :150 mm | 000021308 | JIS B 7184:1999 | ± (3 + 1L/25) µm | 2021-12-16 | 12 Months | 2022-12-15 | Mitutoyo | 2111-10-30 | Gauge Room | TRUE |  | 2022-09-27 | 2022-12-01
335 | RG-01 | RING GAUGE | MITUTOYO | 39.996 mm | 121894 | MCL/WI/D-14 (ISSUE NO.1) | ± 0.0015 mm | 2021-09-27 | 12 Months | 2022-09-27 | Mirai | DM21/2043 | QC Office Cabinet (1) | FALSE |  | 2022-09-27 | 2022-09-13
336 | MT-3060-50 | MIC-TRAC | GAGEMAKER | 0 - 60" | A141168 | SHE-WI-D028 | 0.0005" | 2022-01-06 | 12 Months | 2023-01-05 | Shikra Engineering | DSN-22010001-01 | QC (Tools Room) | TRUE | Shikra - 450sgd | 2022-09-27 | 2022-12-22
337 | TF-PL | MIC-TRAC SETTING BLOCK | GAGEMAKER | -- | J132279 | MCL/WI-D06 | ± 0.0001" / 0.0002" | 2022-04-22 | 12 Months | 2023-04-22 | Mirai | DM22/0807 | QC (Tools Room) | TRUE |  | 2022-09-27 | 2023-04-08
338 | TF-BX1 | MIC-TRAC DOUBLE SIDED SETTING BLOCK | GAGEMAKER | 23 Deg | K13263 | MCL/WI-D06 | ± 0.0004" / 1 min (0.016°) | 2022-04-22 | 12 Months | 2023-04-22 | Mirai | DM22/0806 | QC (Tools Room) | TRUE |  | 2022-09-27 | 2023-04-08
339 | TF-BX2 | MIC-TRAC DOUBLE SIDED SETTING BLOCK | GAGEMAKER | 23 Deg | K13260 | MCL/WI-D06 | ± 0.0004" / 1 min (0.016°) | 2022-01-14 | 12 Months | 2023-01-14 | Mirai | DM22/0077 | QC (Tools Room) | TRUE |  | 2022-09-27 | 2022-12-31
340 | PD-BX | BX/BXG BALL HEIGHT SETTING GAUGE, 1/2" x 1/2" U-NOTCH BASE | GAGEMAKER | Indicator 0.5" | SJJ469 | SHE-WI-D004 / JIS 7503:2017 | ± 0.0008" | 2022-09-13 | 12 Months | 2023-09-13 | Shikra Engineering | DLS-22080064-03 | QC (Tools Room) | TRUE |  | 2022-09-27 | 2023-08-30
341 | RGG-01 | RING GROOVE GAUGE / BXG-1000 | GAGEMAKER | WIDTH / 0 - 0.25" | I141227 / TJH727 | MCL/WI/D-02 / BS 870:2008 | ± 0.0007" | 2022-03-04 | 12 Months | 2023-03-04 | Mirai | DM22/0442 | QC (Blue Storage Cabinet) | TRUE |  | 2022-09-27 | 2023-02-18
342 | RGG-02 | RING GROOVE GAUGE / BX-1000 | GAGEMAKER | OD / 0 - 0.25" | I14790 / TMH213 | MCL/WI/D-02 / BS 870:2008 | ± 0.0007" | 2022-03-04 | 12 Months | 2023-03-04 | Mirai | DM22/0441 | QC (Blue Storage Cabinet) | TRUE |  | 2022-09-27 | 2023-02-18
343 | RGG-03 | RING GROOVE GAUGE / BXG-1000 | GAGEMAKER | WIDTH / 0 - 0.25" | SM13EG0125 / ZYT408 | SHE-WI-D004 / JIS 7503:2017 | ± 0.0007" | 2022-05-22 | 12 Months | 2023-05-22 | Shikra Engineering | DLS-22050035-02 | Gauge Room (Production) | TRUE |  | 2022-09-27 | 2023-05-08
344 | RGG-04 | RING GROOVE GAUGE / BX-1000 | GAGEMAKER | OD / 0 - 0.25" | SM13EG0123 / ZYT412 | SHE-WI-D004 / JIS 7503:2017 | ± 0.0007" | 2022-05-22 | 12 Months | 2023-05-22 | Shikra Engineering | DLS-22050035-01 | Gauge Room (Production) | TRUE |  | 2022-09-27 | 2023-05-08
345 | RGG-05 | RING GROOVE GAUGE / BXG-1000 | GAGEMAKER | WIDTH / 0 - 0.25" | SM13EG0127 / ZYT406 | SHE-WI-D004 / JIS 7503:2017 | ± 0.0007" | 2022-05-24 | 12 Months | 2023-05-24 | Shikra Engineering | DLS-22050035-17 | Gauge Room / Test Bay | TRUE |  | 2022-09-27 | 2023-05-10
346 | RGG-06 | RING GROOVE GAUGE / BX-1000 | GAGEMAKER | OD / 0 - 0.25" | SM20BF0005 / YFG950 | MCL/WI/D-02 /BS 870:2008 | ± 0.0007" | 2022-04-06 | 12 Months | 2023-04-06 | Mirai | DM22/0689 | Gauge Room / Test Bay | TRUE |  | 2022-09-27 | 2023-03-23
347 | RGG-07 | RING GROOVE GAUGE / BXG-1000 | GAGEMAKER | WIDTH / 0 - 0.25" | MC11CC0041 / UFA502 | MCL/WI/D-02 / BS 870:2008 | ± 0.0007" | 2021-12-24 | 12 Months | 2022-12-24 | Mirai | DM21/2979 | QC (Blue Storage Cabinet) | TRUE |  | 2022-09-27 | 2022-12-10
348 | RGG-08 | RING GROOVE GAUGE / BX-1000 | GAGEMAKER | OD / 0 - 0.25" | SM31GC0010 / UGN108 | MCL/WI/D-02 / BS 870:2008 | ± 0.0007" | 2022-01-04 | 12 Months | 2023-01-04 | Mirai | DM22/0014 | QC (Blue Storage Cabinet) | TRUE |  | 2022-09-27 | 2022-12-21
349 | RGG-09 | RING GROOVE GAUGE / BXG-1000 | GAGEMAKER | WIDTH / 0 - 0.25" | SM21 AD0069 / UMC831 | MCL/WI/D-02 /BS 870:2008 | ± 0.0007" | 2022-04-06 | 12 Months | 2023-04-06 | Mirai | DM22/0686 | QC (Blue Storage Cabinet) | TRUE |  | 2022-09-27 | 2023-03-23
350 | RGG-10 | RING GROOVE GAUGE / BX-1000 | GAGEMAKER | OD / 0 - 0.25" | SM21 AD0073 / UQE597 | MCL/WI/D-02 /BS 870:2008 | ± 0.0007" | 2022-04-06 | 12 Months | 2023-04-06 | Mirai | DM22/0687 | QC (Blue Storage Cabinet) | TRUE |  | 2022-09-27 | 2023-03-23
351 | RGG-11 | RING GROOVE GAUGE / BXG-1000 | GAGEMAKER | WIDTH / 0 - 0.25" | SM21 AD0070 / TYV875 | MCL/WI/D-02 /BS 870:2008 | ± 0.0007" | 2022-04-06 | 12 Months | 2023-04-06 | Mirai | DM22/0685 | Gauge Room / Test Bay | TRUE |  | 2022-09-27 | 2023-03-23
352 | RGG-12 | RING GROOVE GAUGE / BX-1000 | GAGEMAKER | OD / 0 - 0.25" | SM21 AD0075 / UQE593 | MCL/WI/D-02 /BS 870:2008 | ± 0.0007" | 2022-04-06 | 12 Months | 2023-04-06 | Mirai | DM22/0688 | Gauge Room / Test Bay | TRUE |  | 2022-09-27 | 2023-03-23
353 | RGG-13 | RING GROOVE GAUGE / BXG-1000 | GAGEMAKER | WIDTH / 0 - 0.25" | RT09CD0090 / VJZ439 | BS 907:2008 / MCL/WI/D-40 | ± 0.0007" | 2021-10-25 | 12 Months | 2022-10-25 | Mirai | DM21/2277 | Gauge Room / Test Bay | TRUE |  | 2022-09-27 | 2022-10-11
354 | RGG-14 | RING GROOVE GAUGE / BX-1000 | GAGEMAKER | OD / 0 - 0.25" | SM03LC0015 / UTB357 | MCL/WI/D-02 /BS 870:2008 | ± 0.0007" | 2022-04-06 | 12 Months | 2023-04-06 | Mirai | DM22/0690 | Gauge Room / Test Bay | TRUE |  | 2022-09-27 | 2023-03-23
355 | RGG-15 | RING GROOVE GAUGE / BXG-1000 | GAGEMAKER | WIDTH / 0 - 0.25" | SM13EG0128 / ZST433 | SHE-WI-D004 / JIS 7503:2017 | ± 0.0007" | 2022-05-22 | 12 Months | 2023-05-22 | Shikra Engineering | DLS-22050035-03 | Gauge Room / Test Bay | TRUE |  | 2022-09-27 | 2023-05-08
356 | RGG-16 | RING GROOVE GAUGE / BX-1000 | GAGEMAKER | OD / 0 - 0.25" | SM13EG0130 / ZYT295 | MCL/WI-D45 / BS 907:2008 | ± 0.0007" | 2021-09-21 | 12 Months | 2022-09-21 | Mirai | DM21/1945 | Gauge Room / Test Bay | FALSE |  | 2022-09-27 | 2022-09-07
357 | RGG-17 | RING GROOVE GAUGE / BXG-1000 | GAGEMAKER | WIDTH / 0 - 0.25" | SM13EG0129 / ZST437 | SHE-WI-D004 / JIS 7503:2017 | ± 0.0007" | 2022-05-22 | 12 Months | 2023-05-22 | Shikra Engineering | DLS-22050035-04 | Gauge Room / Test Bay | TRUE |  | 2022-09-27 | 2023-05-08
358 | RGG-18 | RING GROOVE GAUGE / BX-1000 | GAGEMAKER | OD / 0 - 0.25" | SM13EG0131 / ZYT274 | SHE-WI-D004 / JIS 7503:2017 | ± 0.0007" | 2022-05-22 | 12 Months | 2023-05-22 | Shikra Engineering | DLS-22050035-05 | Gauge Room / Test Bay | TRUE |  | 2022-09-27 | 2023-05-08
359 | THG-01 | THERMOHYGROMETER | MODEL NO. PMSH-09 | -10°C ~ +50°C / 20~99%RH | -- | MCL/WI-T06 | ± 2°C / ± 5% RH | 2021-09-23 | 12 Months | 2022-09-23 | Mirai | SAC/TL21/0591 | Gauge Room | FALSE |  | 2022-09-27 | 2022-09-09
360 | THG-02 | THERMOHYGROMETER | MODEL NO. PMSH-09 | -10°C ~ +50°C / 20~99%RH | -- | MCL/WI-T06 | ± 2°C / ± 5% RH | 2022-06-30 | 12 Months | 2023-06-30 | Mirai | TL22-0328 | QC (Tools Room) | TRUE |  | 2022-09-27 | 2023-06-16
361 | THG-05 | THERMOHYGROMETER | MODEL NO. PMSH-09 | -10°C ~ +50°C / 20~99%RH | -- | MCL/WI-T06 | ± 2°C / ± 5% RH | 2022-06-30 | 12 Months | 2023-06-30 | Mirai | TL22/0330 | Store | TRUE |  | 2022-09-27 | 2023-06-16
362 | THG-06 | THERMOHYGROMETER | MODEL NO. PMSH-09 | -10°C ~ +50°C / 20~99%RH | -- | MCL/WI-T06 | ± 2°C / ± 5% RH | 2022-06-30 | 12 Months | 2023-06-30 | Mirai | TL22-0331 | Painting | TRUE |  | 2022-09-27 | 2023-06-16
363 | THG-07 | THERMOHYGROMETER | MODEL NO. PMSH-09 | -10°C ~ +50°C / 20~99%RH | -- | MCL/WI-T06 | ± 2°C / ± 5% RH | 2022-06-30 | 12 Months | 2023-06-30 | Mirai | TL22/0332 | Store | TRUE |  | 2022-09-27 | 2023-06-16
364 | THG-08 | THERMOHYGROMETER | MODEL NO. SI-812 | -10°C ~ +60°C / 10~99%RH | -- | SHE-WI-T009 / ISO/IEC GUIDE 98-3:2008 | ± 1°C / ± 5% RH | 2022-08-05 | 12 Months | 2023-08-05 | Shikra Engineering | TLS-22080002-01 | QC Office (Mary Table) | TRUE
365 | THG-09 | THERMOHYGROMETER | MODEL NO. SI-812 | -10°C ~ +60°C / 10~99%RH | -- | SHE-WI-T009 / ISO/IEC GUIDE 98-3:2008 | ± 1°C / ± 5% RH | 2022-08-05 | 12 Months | 2023-08-05 | Shikra Engineering | TLS-22080002-02 | QC Office Cabinet (Seeni) | TRUE
366 | ICT-01 | INFARED AND CONTACT THERMOMETER | MODEL: FLUKE 568 | -40 to 800°C / -40 to 1472°F | 54640353WS | SHE-WI-T008 / ISO/IEC GUIDE 98-3:2008 | < 0 °C: ± (1.0 °C + :.1 / 1 °C) > 0 °C: ±1.0 % OR ±1.0°C, WHICEVER IS GREATER (<32°F ±2°F ±0.1/1 °F) > 32°F: ±1.0 % OR ±2.0°F, WHICEVER IS GREATER | 2022-08-05 | 12 Months | 2023-08-05 | Shikra Engineering | TLS-22080002-03 | QC Office Cabinet (Seeni) | TRUE
367 | PSY-01 | DUAL INPUT HYGRO-THERMOMETER PSYCHROMETER | EXTECH INSTRUMENTS | Humidity: 0.0 to 100.0% RH / Temperature (air): -20 to 50°C / Dew Point: -68 to 50°C, calculated from RH and Air Temp measurements | Model No. RH350 / S.No. 10267787 | MCL/WI/T-06 | RH: ± 5% / Temperature Gages: ± 2% / Thermometers: ± 5°C / Surface Temp Probes: ± 10°C | 2021-10-24 | 12 Months | 2022-10-24 | Mirai | TL21/0695 | Chiew | TRUE |  | 2022-09-27 | 2022-10-10
368 | TW-06 | TORQUE WRENCH | BRITOOL | 12 - 68 Nm | K000561 | SHE-WI-TW001 / ISO 6789:2017 | ± 5% | 2022-04-26 | 12 Months | 2023-04-25 | Shikra Engineering | MLS-22040027-02 | Gauge Room | TRUE |  | 2022-09-27 | 2023-04-11
369 | TW-07 | TORQUE WRENCH | PRECISION INSTRUMENTS | 50 - 250 lb.ft. | M3R250FC / 9508 | MCL/WI/M-10 & ISO 6789-2:2017 | ± 5% | 2022-04-26 | 12 Months | 2023-04-25 | Shikra Engineering | MLS-22040027-04 | Gauge Room | TRUE |  | 2022-09-27 | 2023-04-11
370 | TW-08 | TORQUE WRENCH (INTERCHANGEABLE WITH PUSH TYPE RATCHET HEAD & RING INSERT TOOLS) | PROTOOLS | 51.6 - 243.4 lb.ft. / 60 - 340 Nm | AH03768 / 1703625823 | MCL/WI/M-10 & ISO 6789-2:2017 | ± 5% | 2022-01-28 | 12 Months | 2023-01-28 | Mirai | SAC/TQ22/0114 | Gauge Room | TRUE |  | 2022-09-27 | 2023-01-14
371 | TW-09 | TORQUE WRENCH | TECNOGI | 4 - 24 lbs ft / 5 - 33 Nm | H005555 | SHE-WI-TW001 / ISO 6789:2017 | ± 5% | 2022-04-26 | 12 Months | 2023-04-25 | Shikra Engineering | MLS-22040027-01 | Gauge Room | TRUE |  | 2022-09-27 | 2023-04-11
372 | TW-10 | TORQUE WRENCH | TECNOGI | 10 - 50 lbs ft / 12 - 68 Nm | G005839 | SHE-WI-TW001 / ISO 6789:2017 | ± 5% | 2022-04-26 | 12 Months | 2023-04-25 | Shikra Engineering | MLS-22040027-03 | Gauge Room | TRUE |  | 2022-09-27 | 2023-04-11
373 | TW-12 | TORQUE WRENCH | TECNOGI | 60 - 440 lbs ft / 100 - 600 Nm | H010788 | SHE-WI-TW001 / ISO 6789:2017 | ± 5% | 2022-04-26 | 12 Months | 2023-04-25 | Shikra Engineering | MLS-22040027-05 | Gauge Room | TRUE |  | 2022-09-27 | 2023-04-11
374 | TW-13 | BATTERY-POWERED TORQUE WRENCH VT-3000 | TORCUP | 750 - 3000 lb.ft. | 9120010051 | MP-MEC-01(T) | ± 5% | 2022-04-01 | 12 Months | 2023-04-01 | Mirai | TP22/0057 | Chiew | TRUE |  | 2022-09-27 | 2023-03-18
375 | TW-14 | NANO-28 TORQUE WRENCH MULTIPLIER 5:1 | POWER MASTER | Min input 80ft lbs = output 400ft lbs / Max input 400ft lbs = output 2000ft lbs | N19F09 | MP-MEC-01(T) | ± 4% | 2022-04-01 | 12 Months | 2023-04-01 | Mirai | TP22/0054 | Chiew | TRUE |  | 2022-09-27 | 2023-03-18
376 | TW-15 | PNEUMATIC TORQUE WRENCH (RP-6000) | TORCUP | 1421 - 6004 lbs ft / 1927 - 8140 Nm | 1244-22 | MP-MEC-01(T) | ± 5% | 2022-04-01 | 12 Months | 2023-04-01 | Mirai | TP22/0056 | Chiew | TRUE |  | 2022-09-27 | 2023-03-18
377 | TW-16 | PNEUMATIC TORQUE WRENCH (RP-2000 1" DRIVE) | TORCUP | 670 - 2833 Nm | 1248-18 | MP-MEC-01(T) | ± 5% | 2022-04-01 | 12 Months | 2023-04-01 | Mirai | TP22/0055 | Chiew | TRUE |  | 2022-09-27 | 2023-03-18
378 | MT-04 | MEASURING TAPE | FISCO | 30 m/100 ft | -- | JIS B7516-2005 / MCL/WI/D-17 | 0.02 mm | 2021-10-25 | 12 Months | 2022-10-25 | Mirai | DM21/2275 | Anandan | TRUE |  | 2022-09-27 | 2022-10-11
379 | MT-09 | MEASURING TAPE | ALLWAYS | 0 - 7.5 m | -- | MCL/WI/D-17 / JIS B7512-2005 | ± 4.6 mm | 2022-07-05 | 12 Months | 2023-07-05 | Mirai | DM22/1486 | QC Office Cabinet (1) | TRUE
380 | MT-10 | MEASURING TAPE | ALLWAYS | 0 - 360 CM |  | JIS B7512-2005 / MCL/WI/D-17 | ± 0.2 CM | 2022-07-23 | 12 Months | 2023-07-23 | Mirai | DM22/1660 | QC Office Cabinet (1) | TRUE
381 | MT-11 | MEASURING TAPE | HANS | 0 - 1000 CM |  | JIS B7512-2005 / MCL/WI/D-17 | ± 0.2 CM | 2022-07-23 | 12 Months | 2023-07-23 | Mirai | DM22/1661 | QC Office Cabinet (1) | TRUE
382 | ELM-05 | MAGNETIC SURFACE TEMPERATURE GAUGE | ELCOMETER | -35 to 55 0C | G113-1/0417 | MCL/WI/T-05 | 10 °C | 2021-08-31 | 12 Months | 2022-08-31 | Mirai | TL21/0636 | Indra | FALSE |  | 2022-09-27 | 2022-08-17
383 | TPG-05 | THREAD PROFILE GAGE | GAGEMAKER | 6-5/8" API REGULAR 5-1/2"-6-5/8" API FULL HOLE | S/No. IA11LB0228 / Model No. TP-4-2-50 | API Specification 5B, 6A & 7-2 | ± 0.0002” | 2022-01-28 | 12 Months | 2023-01-28 | Mirai | DM22/0134 | QC Office Cabinet (1) | TRUE |  | 2022-09-27 | 2023-01-14
384 | SRT-01 | SURFACE ROUGHNESS TESTER (SJ-201) | MITUTOYO | -- | 217310707 | REFER CERT | -- | 2022-09-13 | 12 Months | 2023-09-13 | Shikra Engineering | DLS-22080064-04 | QC Office Cabinet (1) | TRUE |  | 2022-09-27 | 2023-08-30
| SRS-01 | SURFACE ROUGHNESS SPECIMEN | MITUTOYO | -- | 358720807 / 323690707 | REFER CERT | -- | 2022-09-13 | 12 Months | 2023-09-13 | Shikra Engineering | DLS-22080064-04 | QC Office Cabinet (1) | TRUE |  | 2022-09-27 | 2023-08-30
385 | SRT-02 | SURFACE ROUGHNESS TESTER WITH SPECIMEN (SJ-210) | MITUTOYO | Ra - 2.94µm / Rmax (Ry) - 9.3µm | Tester S/No.: 600291902 / Groove Detector S/No.: 305721901 / Specimen S/No.: 310311901 | SHE-WI-D035 / ASTM E10 | -- | 2021-12-07 | 12 Months | 2022-12-06 | Shikra Engineering | DLS-21120003-01 | QC Office Cabinet (1) | TRUE |  | 2022-09-27 | 2022-11-22
386 | DFT-03 | DRY FILM THICKNESS GAUGE [COATING THICKNESS GAUGE] | UNI-T | 0 - 1250 µm | Model No.: UT343D | ISO 16831:2012 | 3% | 2020-09-19 | 3 years | 2023-09-19 | Mirai | TG20/0011 | Chiew | TRUE |  | 2022-09-27 | 2023-09-05
387 | PM-02 | ARGWELD PURGE MONITOR (PurgEye 100 IP65) | HUNTINGDON FUSION TECHNIQUES LIMITED | 20.94% down to 100 ppm Oxygen (100 ppm to atmosphere) | Model: API0100 / S/No.: 19059 / Sensor S/No: 19059S | Standard gas (N2-99.999 % & O2 -1.8 PPM) | Oxygen Level At 20.0% ± 0.2% / 2.0% ± 0.02% | 2021-09-23 | 12 Months | 2022-09-23 | Mirai | GM21/1180 | Welding [Herry] | FALSE |  | 2022-09-27 | 2022-09-09
Formulas:
CALIBRATON DATE = INDEX(Masterlist!$I3:I791, MATCH([MTQ GAUGE ID NO / TAG NO.],Masterlist!$B3:B791,0))
CALIBRATION DUE DATE = INDEX(Masterlist!$K3:K791, MATCH([MTQ GAUGE ID NO / TAG NO.],Masterlist!$B3:B791,0))
CALIBRATION CERTIFICATE NO. = INDEX(Masterlist!$M3:M791, MATCH([MTQ GAUGE ID NO / TAG NO.],Masterlist!$B3:B791,0))
Note on B8: Mary Ann: 30,000 PSI - ok 1,000 PSI - out of calibration
Note on B46: Mary Ann: Original Micrometer belong to IDM-23 (S/No. 06023136)
Note on B47: Mary Ann: Original Micrometer belong to IDM-47 (S/No. 86458710)
Note on B220: Mary Ann: Northlab not capable to calibrate (no more Master Gauge)
Note on B245: Mary Ann: Northlab not capable to calibrate (no more Master Gauge)
Note on B276: Mary Ann: Northlab not capable to calibrate (no more Master Gauge)
Note on B278: Mary Ann: No Go Gauge - From SPG-121 S.No. AB08891
Note on B314: Mary Ann: 114 Pcs, 5pcs missing 1, 1.13, 1.20, 1.30, 1pc wear blocks
Note on B345: Mary Ann: PREVIOUS S/NO.: SM21JB0022 / TVL796 SUPERSEDED BY NEW GAUGE SM13EG0125 / ZYT408
Note on B346: Mary Ann: PREVIOUS S/NO.: SM21JB0024 / TVL772 SUPERSEDED BY NEW GAUGE SM13EG0123 / ZYT412
Note on B347: Mary Ann: PREVIOUS S/NO.: ML15LB0270 / TYV951 SUPERSEDED BY NEW GAUGE SM13EG0127 / ZYT406
Note on B348: Mary Ann: ML15LB0277 / UMC843 Superseded by New gauge SM20BF0005 / YFG950